## Cover
Long-term Wind Resource
Calculator: HybridAEP — Long-term Wind Resource
Generated: 2026-09-18T11:17:50+00:00 UTC
Purpose
• | Characterize the calibrated multi-year wind resource and select one complete real calendar year that best represents long-term wind seasonality, speed distribution and direction distribution.
Input data
• | Reusable calibrated hourly dataset from HybridAEP calibration job #7.
• | Complete calendar years used: 2006–2025 (20 years).
• | Wind speed and direction are currently analyzed at the calibrated 100 m ERA5 comparison height.
Method
• | All complete historical years are retained for long-term statistics; no hourly averaging across years is performed.
• | Annual and monthly statistics are calculated directly from the complete hourly record.
• | Representative Wind Year is selected from the real historical years using a transparent score.
• | Score weights: 40% monthly mean wind-speed profile, 35% wind-speed quantile distribution, 15% 16-sector direction distribution, 10% annual mean wind-speed difference.
• | The selected representative year preserves its original chronological 8760/8784-hour sequence.
Workbook outputs
• | Summary: long-term mean/median/std, annual-mean quantiles, interannual variability and representative year.
• | Annual: year-by-year wind statistics.
• | Monthly_Climatology: long-term monthly wind statistics.
• | Speed_Distribution: 1 m/s wind-speed histogram.
• | Direction_Distribution: 16-sector wind-direction frequency.
• | Representative_Scores: score and components for every complete historical year.
• | Representative_Hourly: full real hourly profile for the selected representative year.
• | The representative hourly series is also saved as a reusable compressed CSV dataset on the VPS.
Limitations / use
• | This is wind-resource analysis, not turbine energy yield. P50/P90 AEP must be calculated after applying hub-height conversion, turbine power curves, wake losses and other losses to each historical year.
• | Annual mean wind-speed q10/q50/q90 are statistical quantiles of annual mean wind speed, not energy-yield P10/P50/P90 exceedance values.
• | Representative Wind Year selection is a documented HybridAEP heuristic and is not presented as ISO 15927-4 TMY.
References
ERA5 / Copernicus CDS | https://cds.climate.copernicus.eu/
Global Wind Atlas | https://globalwindatlas.info/

## Inputs
Parameter | Value
project_name | Zhytomyr_Vysoke_WPP2
calibrated_job_id | 7

## Summary
Parameter | Value
result_schema_version | 1
project_name | Zhytomyr_Vysoke_WPP2
source_calibration_job_id | 7
source_calibration_period | 2006-2025
complete_years | 20
first_year | 2006
last_year | 2025
hourly_records_used | 175320
mean_ws_100m_mps | 5.861
median_ws_100m_mps | 5.7669
std_ws_100m_mps | 2.5075
annual_mean_ws_q10_mps | 5.6415
annual_mean_ws_q50_mps | 5.8581
annual_mean_ws_q90_mps | 6.1088
interannual_variability_pct | 3.2696
representative_year | 2020
representative_year_mean_ws_mps | 5.8562
representative_year_score | 0.033401
representative_method | Lowest HybridAEP wind representativeness score: 40% monthly seasonal profile, 35% wind-speed quantile distribution, 15% 16-sector direction distribution, 10% annual mean difference. Lower is better. This is a transparent wind-specific representative-year heuristic, not an ISO TMY method.
source_internal_dataset_filename | Zhytomyr_Vysoke_WPP2__Hourly_Wind_Speed_Calibration__job000007__hourly_calibrated.csv.gz
internal_dataset_path | /data/results/longterm/Zhytomyr_Vysoke_WPP2__Long_Term_Wind_Resource__job000008__representative_2020.csv.gz
internal_dataset_filename | Zhytomyr_Vysoke_WPP2__Long_Term_Wind_Resource__job000008__representative_2020.csv.gz

## Annual
year | hours | mean_ws_mps | median_ws_mps | std_ws_mps | q10_ws_mps | q50_ws_mps | q90_ws_mps
2006 | 8760 | 5.6827 | 5.7307 | 2.3742 | 2.5061 | 5.7307 | 8.6457
2007 | 8760 | 6.0202 | 5.8393 | 2.687 | 2.6071 | 5.8393 | 9.6084
2008 | 8784 | 6.1623 | 6.1427 | 2.4502 | 3.0307 | 6.1427 | 9.1591
2009 | 8760 | 5.5876 | 5.4208 | 2.4109 | 2.5152 | 5.4208 | 8.7973
2010 | 8760 | 5.696 | 5.7162 | 2.4215 | 2.4435 | 5.7162 | 8.7379
2011 | 8760 | 5.6664 | 5.5534 | 2.4787 | 2.5816 | 5.5534 | 8.663
2012 | 8784 | 5.7878 | 5.6086 | 2.5632 | 2.5759 | 5.6086 | 9.0407
2013 | 8760 | 5.8829 | 5.6535 | 2.568 | 2.6668 | 5.6535 | 9.2643
2014 | 8760 | 5.6475 | 5.5346 | 2.4405 | 2.5615 | 5.5346 | 8.8392
2015 | 8760 | 5.9591 | 5.8737 | 2.5459 | 2.6774 | 5.8737 | 9.1926
2016 | 8784 | 5.9256 | 5.7521 | 2.5889 | 2.6333 | 5.7521 | 9.4972
2017 | 8760 | 6.2627 | 6.2323 | 2.529 | 2.9734 | 6.2323 | 9.4558
2018 | 8760 | 5.5772 | 5.4302 | 2.3064 | 2.7133 | 5.4302 | 8.5668
2019 | 8760 | 5.9538 | 6.0141 | 2.4132 | 2.6469 | 6.0141 | 9.041
2020 | 8784 | 5.8562 | 5.7858 | 2.4692 | 2.6494 | 5.7858 | 9.0322
2021 | 8760 | 5.7399 | 5.6815 | 2.3801 | 2.6547 | 5.6815 | 8.7297
2022 | 8760 | 6.1029 | 6.0379 | 2.5595 | 2.8563 | 6.0379 | 9.305
2023 | 8760 | 6.0052 | 5.822 | 2.7032 | 2.6598 | 5.822 | 9.5015
2024 | 8784 | 5.843 | 5.7672 | 2.5976 | 2.5267 | 5.7672 | 9.1658
2025 | 8760 | 5.8599 | 5.7825 | 2.4837 | 2.6381 | 5.7825 | 9.1155

## Monthly_Climatology
month | mean_ws_mps | median_ws_mps | std_ws_mps | hours
1 | 6.7741 | 6.6919 | 2.6328 | 14880
2 | 6.4681 | 6.3887 | 2.614 | 13560
3 | 6.4862 | 6.3997 | 2.5998 | 14880
4 | 5.9337 | 5.9501 | 2.3203 | 14400
5 | 5.2724 | 5.2435 | 2.2705 | 14880
6 | 5.1148 | 5.0649 | 2.1835 | 14400
7 | 4.8766 | 4.7521 | 2.2514 | 14880
8 | 4.8465 | 4.7772 | 2.0604 | 14880
9 | 5.592 | 5.6061 | 2.2803 | 14400
10 | 6.0524 | 6.0299 | 2.4782 | 14880
11 | 6.2835 | 6.1491 | 2.559 | 14400
12 | 6.6684 | 6.64 | 2.6425 | 14880

## Speed_Distribution
bin_from_mps | bin_to_mps | hours | frequency_pct
0 | 1 | 2337 | 1.333
1 | 2 | 7500 | 4.2779
2 | 3 | 12742 | 7.2679
3 | 4 | 18887 | 10.7729
4 | 5 | 25129 | 14.3332
5 | 6 | 27651 | 15.7717
6 | 7 | 26740 | 15.2521
7 | 8 | 21206 | 12.0956
8 | 9 | 14863 | 8.4776
9 | 10 | 8563 | 4.8842
10 | 11 | 4618 | 2.634
11 | 12 | 2534 | 1.4454
12 | 13 | 1349 | 0.76945
13 | 14 | 716 | 0.4084
14 | 15 | 307 | 0.17511
15 | 16 | 108 | 0.061602
16 | 17 | 49 | 0.027949
17 | 18 | 14 | 0.0079854
18 | 19 | 3 | 0.0017112
19 | 20 | 3 | 0.0017112
20 | 21 | 1 | 0.00057039
21 | 22 | 0 | 0

## Direction_Distribution
sector | center_deg | frequency_pct
N | 0 | 5.5333
NNE | 22.5 | 4.6515
NE | 45 | 4.4028
ENE | 67.5 | 4.7182
E | 90 | 4.8295
ESE | 112.5 | 5.0068
SE | 135 | 5.6029
SSE | 157.5 | 6.6672
S | 180 | 6.9667
SSW | 202.5 | 5.9508
SW | 225 | 5.3114
WSW | 247.5 | 6.2691
W | 270 | 8.5752
WNW | 292.5 | 9.9253
NW | 315 | 8.7902
NNW | 337.5 | 6.799

## Representative_Scores
year | representative_score | monthly_profile_component | speed_distribution_component | direction_distribution_component | annual_mean_component | mean_ws_mps | hours
2020 | 0.033401 | 0.056442 | 0.0045689 | 0.060961 | 0.00080779 | 5.8562 | 8784
2012 | 0.042318 | 0.068772 | 0.017622 | 0.049279 | 0.01249 | 5.7878 | 8784
2019 | 0.044879 | 0.063671 | 0.03071 | 0.047185 | 0.015844 | 5.9538 | 8760
2024 | 0.046255 | 0.082997 | 0.013095 | 0.054446 | 0.0030605 | 5.843 | 8784
2021 | 0.051117 | 0.071747 | 0.025831 | 0.075414 | 0.020659 | 5.7399 | 8760
2015 | 0.051145 | 0.087083 | 0.020581 | 0.049563 | 0.016741 | 5.9591 | 8760
2025 | 0.055004 | 0.094275 | 0.010139 | 0.091509 | 0.00019133 | 5.8599 | 8760
2016 | 0.055539 | 0.096703 | 0.025636 | 0.045222 | 0.011021 | 5.9256 | 8784
2006 | 0.057568 | 0.087973 | 0.031831 | 0.054636 | 0.030417 | 5.6827 | 8760
2011 | 0.058316 | 0.07349 | 0.04319 | 0.069896 | 0.033197 | 5.6664 | 8760
2013 | 0.059855 | 0.11165 | 0.020421 | 0.05117 | 0.0037365 | 5.8829 | 8760
2009 | 0.060353 | 0.076736 | 0.047409 | 0.056012 | 0.04664 | 5.5876 | 8760
2010 | 0.060414 | 0.081321 | 0.026552 | 0.10519 | 0.028143 | 5.696 | 8760
2023 | 0.061925 | 0.10056 | 0.035214 | 0.046106 | 0.024601 | 6.0052 | 8760
2007 | 0.063504 | 0.10002 | 0.038785 | 0.048039 | 0.02716 | 6.0202 | 8760
2014 | 0.065796 | 0.067051 | 0.039266 | 0.14394 | 0.036427 | 5.6475 | 8760
2008 | 0.06658 | 0.077197 | 0.055016 | 0.075365 | 0.051404 | 6.1623 | 8784
2018 | 0.073668 | 0.082538 | 0.057621 | 0.10429 | 0.048412 | 5.5772 | 8760
2022 | 0.075696 | 0.10938 | 0.039193 | 0.09399 | 0.041268 | 6.1029 | 8760
2017 | 0.080901 | 0.091044 | 0.073729 | 0.078828 | 0.068543 | 6.2627 | 8760

## Representative_Hourly
timestamp_utc | calibrated_wind_speed_100m_mps | wind_direction_100m_deg
2020-01-01 00:00 | 11.8305 | 306.978
2020-01-01 01:00 | 11.9603 | 311.2224
2020-01-01 02:00 | 11.9608 | 314.7981
2020-01-01 03:00 | 12.2514 | 317.8789
2020-01-01 04:00 | 12.3082 | 321.142
2020-01-01 05:00 | 12.008 | 324.3786
2020-01-01 06:00 | 11.5569 | 329.2677
2020-01-01 07:00 | 11.2389 | 330.9978
2020-01-01 08:00 | 11.2017 | 330.0414
2020-01-01 09:00 | 10.7223 | 329.52
2020-01-01 10:00 | 10.4983 | 325.8394
2020-01-01 11:00 | 10.1527 | 325.7815
2020-01-01 12:00 | 9.8424 | 326.5805
2020-01-01 13:00 | 9.5669 | 328.6624
2020-01-01 14:00 | 8.7323 | 330.1623
2020-01-01 15:00 | 8.5324 | 325.479
2020-01-01 16:00 | 7.6068 | 320.6184
2020-01-01 17:00 | 7.1433 | 317.3021
2020-01-01 18:00 | 7.0379 | 313.4929
2020-01-01 19:00 | 6.4181 | 301.8849
2020-01-01 20:00 | 6.6878 | 292.3159
2020-01-01 21:00 | 6.9305 | 289.4424
2020-01-01 22:00 | 6.5821 | 289.4136
2020-01-01 23:00 | 6.1154 | 278.8623
2020-01-02 00:00 | 6.7835 | 273.6639
2020-01-02 01:00 | 7.056 | 273.952
2020-01-02 02:00 | 6.7305 | 274.8051
2020-01-02 03:00 | 6.4557 | 274.8517
2020-01-02 04:00 | 6.4252 | 275.4854
2020-01-02 05:00 | 6.4134 | 275.9959
2020-01-02 06:00 | 6.2275 | 268.4845
2020-01-02 07:00 | 6.4678 | 267.6134
2020-01-02 08:00 | 7.1285 | 269.0054
2020-01-02 09:00 | 7.7737 | 279.757
2020-01-02 10:00 | 7.1608 | 272.1995
2020-01-02 11:00 | 6.8131 | 269.8123
2020-01-02 12:00 | 6.3929 | 267.3903
2020-01-02 13:00 | 6.9965 | 267.8308
2020-01-02 14:00 | 7.0687 | 267.5237
2020-01-02 15:00 | 7.2556 | 271.553
2020-01-02 16:00 | 7.4566 | 278.2186
2020-01-02 17:00 | 7.7284 | 283.7373
2020-01-02 18:00 | 7.8716 | 289.629
2020-01-02 19:00 | 7.8505 | 294.2496
2020-01-02 20:00 | 7.6829 | 297.5067
2020-01-02 21:00 | 7.591 | 297.1502
2020-01-02 22:00 | 7.4841 | 297.8772
2020-01-02 23:00 | 7.3512 | 300.265
2020-01-03 00:00 | 7.3226 | 301.929
2020-01-03 01:00 | 7.5216 | 302.402
2020-01-03 02:00 | 7.7665 | 304.1315
2020-01-03 03:00 | 7.8309 | 307.2052
2020-01-03 04:00 | 7.6928 | 308.5232
2020-01-03 05:00 | 7.3631 | 308.4815
2020-01-03 06:00 | 7.0897 | 307.9591
2020-01-03 07:00 | 6.6992 | 308.1295
2020-01-03 08:00 | 6.2187 | 305.4886
2020-01-03 09:00 | 5.6648 | 301.1812
2020-01-03 10:00 | 5.0183 | 303.8325
2020-01-03 11:00 | 4.6422 | 299.367
2020-01-03 12:00 | 4.9001 | 294.0501
2020-01-03 13:00 | 5.6181 | 289.7729
2020-01-03 14:00 | 6.3028 | 288.6342
2020-01-03 15:00 | 6.6054 | 283.8835
2020-01-03 16:00 | 6.6216 | 276.897
2020-01-03 17:00 | 6.8819 | 271.3502
2020-01-03 18:00 | 7.5433 | 271.0371
2020-01-03 19:00 | 7.9211 | 274.1658
2020-01-03 20:00 | 7.5301 | 274.9927
2020-01-03 21:00 | 7.7745 | 277.258
2020-01-03 22:00 | 7.7491 | 277.2158
2020-01-03 23:00 | 7.5064 | 276.914
2020-01-04 00:00 | 7.54 | 275.6318
2020-01-04 01:00 | 7.3308 | 272.8037
2020-01-04 02:00 | 7.1661 | 266.1571
2020-01-04 03:00 | 7.6797 | 261.5973
2020-01-04 04:00 | 7.6512 | 260.5532
2020-01-04 05:00 | 7.5449 | 256.3649
2020-01-04 06:00 | 8.2481 | 257.2374
2020-01-04 07:00 | 8.5342 | 260.3125
2020-01-04 08:00 | 8.6051 | 260.7813
2020-01-04 09:00 | 8.9113 | 261.915
2020-01-04 10:00 | 8.5149 | 268.5424
2020-01-04 11:00 | 8.7323 | 268.552
2020-01-04 12:00 | 8.7969 | 273.1234
2020-01-04 13:00 | 8.5922 | 278.6368
2020-01-04 14:00 | 7.838 | 280.9335
2020-01-04 15:00 | 7.6004 | 284.0491
2020-01-04 16:00 | 7.4234 | 286.182
2020-01-04 17:00 | 7.2621 | 286.1718
2020-01-04 18:00 | 7.0553 | 283.023
2020-01-04 19:00 | 7.155 | 282.1916
2020-01-04 20:00 | 7.0349 | 286.3677
2020-01-04 21:00 | 6.5128 | 287.8991
2020-01-04 22:00 | 5.8667 | 289.5418
2020-01-04 23:00 | 4.8645 | 277.368
2020-01-05 00:00 | 5.1388 | 266.1158
2020-01-05 01:00 | 5.1513 | 260.7392
2020-01-05 02:00 | 4.9415 | 254.1056
2020-01-05 03:00 | 4.8014 | 249.2391
2020-01-05 04:00 | 4.4738 | 246.316
2020-01-05 05:00 | 3.6793 | 240.8627
2020-01-05 06:00 | 3.0064 | 240.3341
2020-01-05 07:00 | 2.5991 | 252.6075
2020-01-05 08:00 | 2.1539 | 285.3765
2020-01-05 09:00 | 2.4884 | 327.6624
2020-01-05 10:00 | 2.3676 | 12.7089
2020-01-05 11:00 | 2.331 | 16.4577
2020-01-05 12:00 | 2.9692 | 13.5706
2020-01-05 13:00 | 4.4707 | 7.738
2020-01-05 14:00 | 6.4399 | 10.7744
2020-01-05 15:00 | 7.3978 | 10.9564
2020-01-05 16:00 | 8.0288 | 6.2593
2020-01-05 17:00 | 8.2987 | 1.4285
2020-01-05 18:00 | 8.2273 | 358.7254
2020-01-05 19:00 | 8.1243 | 356.7484
2020-01-05 20:00 | 8.0006 | 355.3356
2020-01-05 21:00 | 7.7686 | 353.497
2020-01-05 22:00 | 7.8359 | 347.1559
2020-01-05 23:00 | 7.5779 | 347.0211
2020-01-06 00:00 | 7.3993 | 344.9354
2020-01-06 01:00 | 6.7728 | 344.1041
2020-01-06 02:00 | 6.312 | 342.772
2020-01-06 03:00 | 5.9699 | 340.1425
2020-01-06 04:00 | 6.0098 | 336.392
2020-01-06 05:00 | 5.645 | 333.1621
2020-01-06 06:00 | 5.0601 | 330.8498
2020-01-06 07:00 | 4.5986 | 325.5832
2020-01-06 08:00 | 4.4984 | 328.4265
2020-01-06 09:00 | 3.7967 | 325.956
2020-01-06 10:00 | 3.522 | 306.1767
2020-01-06 11:00 | 4.5582 | 303.6352
2020-01-06 12:00 | 4.8076 | 305.1129
2020-01-06 13:00 | 4.5595 | 305.4342
2020-01-06 14:00 | 3.9264 | 303.3498
2020-01-06 15:00 | 3.5603 | 299.6774
2020-01-06 16:00 | 3.4349 | 294.7406
2020-01-06 17:00 | 3.6848 | 285.8896
2020-01-06 18:00 | 4.0593 | 277.4293
2020-01-06 19:00 | 4.2371 | 274.7042
2020-01-06 20:00 | 4.184 | 276.1178
2020-01-06 21:00 | 4.0176 | 272.3833
2020-01-06 22:00 | 4.6877 | 274.9305
2020-01-06 23:00 | 4.5094 | 270.1047
2020-01-07 00:00 | 4.1304 | 264.9348
2020-01-07 01:00 | 3.8748 | 255.1751
2020-01-07 02:00 | 3.8624 | 243.7027
2020-01-07 03:00 | 4.028 | 236.986
2020-01-07 04:00 | 3.8982 | 232.3877
2020-01-07 05:00 | 3.6961 | 226.6857
2020-01-07 06:00 | 3.8806 | 225.0781
2020-01-07 07:00 | 4.1072 | 226.0434
2020-01-07 08:00 | 3.5955 | 230.2982
2020-01-07 09:00 | 3.2743 | 243.7793
2020-01-07 10:00 | 3.2681 | 255.5653
2020-01-07 11:00 | 2.8709 | 266.6712
2020-01-07 12:00 | 2.4855 | 275.9348
2020-01-07 13:00 | 2.243 | 284.8987
2020-01-07 14:00 | 2.2824 | 292.8667
2020-01-07 15:00 | 2.426 | 298.646
2020-01-07 16:00 | 2.4568 | 304.8035
2020-01-07 17:00 | 2.331 | 307.3514
2020-01-07 18:00 | 1.9465 | 305.7692
2020-01-07 19:00 | 1.7544 | 300.2671
2020-01-07 20:00 | 2.1529 | 292.4234
2020-01-07 21:00 | 2.5486 | 292.6836
2020-01-07 22:00 | 3.6626 | 288.2358
2020-01-07 23:00 | 3.9808 | 291.5189
2020-01-08 00:00 | 3.469 | 292.842
2020-01-08 01:00 | 3.0508 | 283.4509
2020-01-08 02:00 | 2.9913 | 269.7507
2020-01-08 03:00 | 3.2009 | 268.4462
2020-01-08 04:00 | 3.4262 | 266.48
2020-01-08 05:00 | 3.7836 | 246.5029
2020-01-08 06:00 | 4.5784 | 228.6996
2020-01-08 07:00 | 5.0019 | 233.8622
2020-01-08 08:00 | 5.0513 | 247.4058
2020-01-08 09:00 | 4.3931 | 243.678
2020-01-08 10:00 | 4.2771 | 234.0101
2020-01-08 11:00 | 4.5158 | 236.1875
2020-01-08 12:00 | 4.7132 | 239.639
2020-01-08 13:00 | 5.3985 | 246.0722
2020-01-08 14:00 | 6.0975 | 247.6269
2020-01-08 15:00 | 6.3985 | 243.8001
2020-01-08 16:00 | 7.1164 | 237.0809
2020-01-08 17:00 | 7.5198 | 245.1903
2020-01-08 18:00 | 7.1109 | 254.9468
2020-01-08 19:00 | 6.715 | 248.2224
2020-01-08 20:00 | 7.0425 | 240.7472
2020-01-08 21:00 | 7.3184 | 243.621
2020-01-08 22:00 | 7.1176 | 250.0097
2020-01-08 23:00 | 7.1977 | 246.7989
2020-01-09 00:00 | 7.3904 | 240.7961
2020-01-09 01:00 | 7.5918 | 243.6034
2020-01-09 02:00 | 7.855 | 252.8852
2020-01-09 03:00 | 7.6749 | 254.0241
2020-01-09 04:00 | 7.6137 | 263.4646
2020-01-09 05:00 | 7.0954 | 262.3015
2020-01-09 06:00 | 7.0312 | 263.2065
2020-01-09 07:00 | 7.2242 | 264.3834
2020-01-09 08:00 | 7.0176 | 273.6694
2020-01-09 09:00 | 6.859 | 274.3083
2020-01-09 10:00 | 6.0807 | 284.4246
2020-01-09 11:00 | 5.9894 | 286.5858
2020-01-09 12:00 | 6.1654 | 296.123
2020-01-09 13:00 | 5.8626 | 301.1487
2020-01-09 14:00 | 5.4711 | 296.3244
2020-01-09 15:00 | 5.6205 | 296.051
2020-01-09 16:00 | 5.6701 | 301.3024
2020-01-09 17:00 | 4.9682 | 303.7855
2020-01-09 18:00 | 4.0119 | 304.8379
2020-01-09 19:00 | 3.403 | 304.9936
2020-01-09 20:00 | 2.621 | 297.5723
2020-01-09 21:00 | 1.8577 | 273.8206
2020-01-09 22:00 | 1.7839 | 234.8463
2020-01-09 23:00 | 2.4747 | 225.3192
2020-01-10 00:00 | 3.0045 | 209.4258
2020-01-10 01:00 | 4.1639 | 191.4439
2020-01-10 02:00 | 5.3135 | 187.177
2020-01-10 03:00 | 5.9438 | 193.1149
2020-01-10 04:00 | 6.0517 | 202.3308
2020-01-10 05:00 | 6.3814 | 206.8014
2020-01-10 06:00 | 6.5368 | 210.8056
2020-01-10 07:00 | 6.8534 | 213.9365
2020-01-10 08:00 | 7.1566 | 218.1016
2020-01-10 09:00 | 7.0156 | 224.1366
2020-01-10 10:00 | 6.0518 | 221.942
2020-01-10 11:00 | 5.9741 | 224.981
2020-01-10 12:00 | 6.0012 | 229.8181
2020-01-10 13:00 | 5.8512 | 236.1811
2020-01-10 14:00 | 5.7025 | 243.3641
2020-01-10 15:00 | 5.7719 | 247.1542
2020-01-10 16:00 | 5.7901 | 251.0636
2020-01-10 17:00 | 5.9398 | 254.0985
2020-01-10 18:00 | 6.092 | 255.9133
2020-01-10 19:00 | 6.5957 | 256.4593
2020-01-10 20:00 | 7.2431 | 258.5364
2020-01-10 21:00 | 7.5885 | 262.0297
2020-01-10 22:00 | 7.8905 | 268.185
2020-01-10 23:00 | 8.3306 | 269.173
2020-01-11 00:00 | 8.7151 | 269.9786
2020-01-11 01:00 | 8.972 | 272.5623
2020-01-11 02:00 | 9.2454 | 273.4754
2020-01-11 03:00 | 9.4062 | 273.9712
2020-01-11 04:00 | 9.7478 | 276.0245
2020-01-11 05:00 | 10.0457 | 279.1674
2020-01-11 06:00 | 10.0979 | 281.445
2020-01-11 07:00 | 9.9561 | 282.9619
2020-01-11 08:00 | 9.6145 | 283.6522
2020-01-11 09:00 | 9.4177 | 281.4165
2020-01-11 10:00 | 9.5351 | 280.0237
2020-01-11 11:00 | 9.7202 | 282.2512
2020-01-11 12:00 | 9.6941 | 285.0286
2020-01-11 13:00 | 9.5435 | 288.3177
2020-01-11 14:00 | 9.1946 | 292.2805
2020-01-11 15:00 | 8.8043 | 298.4048
2020-01-11 16:00 | 8.6685 | 306.9428
2020-01-11 17:00 | 8.4632 | 320.6397
2020-01-11 18:00 | 9.1633 | 344.3245
2020-01-11 19:00 | 9.2874 | 2.1066
2020-01-11 20:00 | 7.477 | 7.6135
2020-01-11 21:00 | 7.4418 | 1.638
2020-01-11 22:00 | 6.8584 | 355.8117
2020-01-11 23:00 | 5.2861 | 353.8976
2020-01-12 00:00 | 4.5012 | 344.2463
2020-01-12 01:00 | 5.9618 | 328.463
2020-01-12 02:00 | 6.1488 | 320.3149
2020-01-12 03:00 | 5.7326 | 319.4674
2020-01-12 04:00 | 4.7753 | 314.0513
2020-01-12 05:00 | 4.412 | 297.222
2020-01-12 06:00 | 4.7537 | 289.5003
2020-01-12 07:00 | 4.7267 | 279.5037
2020-01-12 08:00 | 5.1929 | 272.8817
2020-01-12 09:00 | 5.3443 | 267.7992
2020-01-12 10:00 | 5.0292 | 253.9782
2020-01-12 11:00 | 5.9333 | 253.263
2020-01-12 12:00 | 6.2268 | 252.2589
2020-01-12 13:00 | 6.5763 | 251.015
2020-01-12 14:00 | 6.2927 | 240.1156
2020-01-12 15:00 | 7.0311 | 236.8944
2020-01-12 16:00 | 7.5975 | 236.8358
2020-01-12 17:00 | 8.09 | 238.7332
2020-01-12 18:00 | 8.5065 | 244.2402
2020-01-12 19:00 | 8.7736 | 247.9816
2020-01-12 20:00 | 9.0213 | 246.9617
2020-01-12 21:00 | 9.426 | 248.3937
2020-01-12 22:00 | 9.2348 | 251.0178
2020-01-12 23:00 | 9.4279 | 252.4573
2020-01-13 00:00 | 9.3773 | 253.4584
2020-01-13 01:00 | 9.3823 | 255.1454
2020-01-13 02:00 | 9.4024 | 256.925
2020-01-13 03:00 | 9.3864 | 257.2021
2020-01-13 04:00 | 9.5108 | 263.5307
2020-01-13 05:00 | 9.6178 | 266.8402
2020-01-13 06:00 | 9.8631 | 272.3165
2020-01-13 07:00 | 9.9578 | 276.7001
2020-01-13 08:00 | 9.8797 | 279.6191
2020-01-13 09:00 | 9.812 | 280.6678
2020-01-13 10:00 | 7.9998 | 281.2114
2020-01-13 11:00 | 8.5771 | 286.8905
2020-01-13 12:00 | 8.199 | 289.8267
2020-01-13 13:00 | 7.5126 | 289.5476
2020-01-13 14:00 | 7.0504 | 284.382
2020-01-13 15:00 | 7.0375 | 281.5291
2020-01-13 16:00 | 6.5196 | 279.5088
2020-01-13 17:00 | 6.136 | 271.6708
2020-01-13 18:00 | 6.1795 | 263.6961
2020-01-13 19:00 | 6.3941 | 261.9556
2020-01-13 20:00 | 6.3345 | 262.4899
2020-01-13 21:00 | 6.1187 | 263.0085
2020-01-13 22:00 | 5.6632 | 260.9718
2020-01-13 23:00 | 5.5388 | 253.0307
2020-01-14 00:00 | 5.6505 | 250.4817
2020-01-14 01:00 | 5.6797 | 248.9922
2020-01-14 02:00 | 5.8265 | 248.131
2020-01-14 03:00 | 5.6917 | 246.7193
2020-01-14 04:00 | 5.5704 | 247.9285
2020-01-14 05:00 | 5.6416 | 251.2859
2020-01-14 06:00 | 5.7742 | 252.4816
2020-01-14 07:00 | 5.8319 | 253.7492
2020-01-14 08:00 | 5.4249 | 256.6877
2020-01-14 09:00 | 5.0704 | 254.5044
2020-01-14 10:00 | 4.053 | 257.4655
2020-01-14 11:00 | 2.9725 | 255.5733
2020-01-14 12:00 | 2.3888 | 250.4252
2020-01-14 13:00 | 1.7458 | 247.0662
2020-01-14 14:00 | 1.2596 | 241.7045
2020-01-14 15:00 | 1.6133 | 202.3409
2020-01-14 16:00 | 2.7147 | 182.4824
2020-01-14 17:00 | 3.781 | 177.0966
2020-01-14 18:00 | 4.9049 | 174.2323
2020-01-14 19:00 | 5.4167 | 179.7564
2020-01-14 20:00 | 5.382 | 193.4839
2020-01-14 21:00 | 5.8744 | 195.2626
2020-01-14 22:00 | 5.8622 | 194.4635
2020-01-14 23:00 | 6.0418 | 198.2951
2020-01-15 00:00 | 6.8799 | 195.1993
2020-01-15 01:00 | 7.1713 | 197.7334
2020-01-15 02:00 | 7.2782 | 199.4044
2020-01-15 03:00 | 7.7822 | 198.911
2020-01-15 04:00 | 8.0166 | 199.829
2020-01-15 05:00 | 7.8808 | 204.6602
2020-01-15 06:00 | 7.2226 | 210.5253
2020-01-15 07:00 | 7.2257 | 205.1539
2020-01-15 08:00 | 7.3085 | 203.908
2020-01-15 09:00 | 6.0899 | 208.7815
2020-01-15 10:00 | 5.749 | 199.4908
2020-01-15 11:00 | 6.0308 | 193.2503
2020-01-15 12:00 | 6.5761 | 190.5537
2020-01-15 13:00 | 7.0105 | 188.8591
2020-01-15 14:00 | 7.6137 | 191.6175
2020-01-15 15:00 | 8.0615 | 195.9571
2020-01-15 16:00 | 8.5907 | 195.7567
2020-01-15 17:00 | 8.8003 | 196.7769
2020-01-15 18:00 | 8.5072 | 199.8693
2020-01-15 19:00 | 8.1376 | 202.5316
2020-01-15 20:00 | 7.9302 | 203.5038
2020-01-15 21:00 | 7.6229 | 205.8044
2020-01-15 22:00 | 6.6152 | 205.1872
2020-01-15 23:00 | 6.828 | 203.2893
2020-01-16 00:00 | 6.6554 | 201.8309
2020-01-16 01:00 | 6.5065 | 198.4826
2020-01-16 02:00 | 6.8425 | 200.1286
2020-01-16 03:00 | 6.829 | 204.5999
2020-01-16 04:00 | 6.5565 | 208.464
2020-01-16 05:00 | 6.4891 | 210.7525
2020-01-16 06:00 | 6.3943 | 209.8535
2020-01-16 07:00 | 6.7457 | 217.1813
2020-01-16 08:00 | 6.4093 | 223.9668
2020-01-16 09:00 | 6.074 | 229.3108
2020-01-16 10:00 | 5.8094 | 236.2316
2020-01-16 11:00 | 5.7212 | 243.8425
2020-01-16 12:00 | 5.6287 | 248.0579
2020-01-16 13:00 | 5.0052 | 238.3928
2020-01-16 14:00 | 5.7642 | 231.4916
2020-01-16 15:00 | 6.5431 | 238.3956
2020-01-16 16:00 | 6.6853 | 252.0473
2020-01-16 17:00 | 6.6268 | 265.6815
2020-01-16 18:00 | 6.5454 | 278.3487
2020-01-16 19:00 | 6.5296 | 291.7208
2020-01-16 20:00 | 6.1947 | 301.8083
2020-01-16 21:00 | 5.9022 | 307.0605
2020-01-16 22:00 | 6.3956 | 308.0277
2020-01-16 23:00 | 6.4089 | 314.5084
2020-01-17 00:00 | 6.2655 | 322.5755
2020-01-17 01:00 | 6.4568 | 328.9616
2020-01-17 02:00 | 6.0733 | 332.9383
2020-01-17 03:00 | 5.3639 | 334.595
2020-01-17 04:00 | 4.5851 | 336.9309
2020-01-17 05:00 | 3.9898 | 336.5586
2020-01-17 06:00 | 4.115 | 334.6173
2020-01-17 07:00 | 3.7549 | 329.045
2020-01-17 08:00 | 2.6963 | 309.0246
2020-01-17 09:00 | 2.2931 | 294.1857
2020-01-17 10:00 | 2.1461 | 305.7456
2020-01-17 11:00 | 1.7828 | 315.0992
2020-01-17 12:00 | 1.3315 | 331.9872
2020-01-17 13:00 | 0.93571 | 339.6492
2020-01-17 14:00 | 0.58379 | 311.7654
2020-01-17 15:00 | 0.48041 | 321.4334
2020-01-17 16:00 | 0.24247 | 260.6669
2020-01-17 17:00 | 0.91796 | 197.9606
2020-01-17 18:00 | 1.5811 | 184.429
2020-01-17 19:00 | 2.1653 | 172.7828
2020-01-17 20:00 | 2.8222 | 166.8677
2020-01-17 21:00 | 3.5029 | 173.3555
2020-01-17 22:00 | 3.5474 | 194.4144
2020-01-17 23:00 | 4.0441 | 194.0485
2020-01-18 00:00 | 4.0909 | 183.9621
2020-01-18 01:00 | 4.3321 | 173.5637
2020-01-18 02:00 | 4.5977 | 170.0285
2020-01-18 03:00 | 5.1549 | 173.181
2020-01-18 04:00 | 5.4549 | 178.2197
2020-01-18 05:00 | 5.8504 | 178.3587
2020-01-18 06:00 | 5.8488 | 176.4607
2020-01-18 07:00 | 6.2516 | 178.7407
2020-01-18 08:00 | 5.9479 | 181.4434
2020-01-18 09:00 | 5.5871 | 183.6917
2020-01-18 10:00 | 4.6006 | 190.2204
2020-01-18 11:00 | 4.3462 | 193.1961
2020-01-18 12:00 | 4.0319 | 190.7481
2020-01-18 13:00 | 3.7858 | 183.4506
2020-01-18 14:00 | 4.4942 | 174.8959
2020-01-18 15:00 | 5.3804 | 176.5443
2020-01-18 16:00 | 5.7423 | 180.1419
2020-01-18 17:00 | 5.7674 | 185.3375
2020-01-18 18:00 | 5.7451 | 190.7749
2020-01-18 19:00 | 5.4751 | 196.7972
2020-01-18 20:00 | 4.9323 | 195.6935
2020-01-18 21:00 | 4.7712 | 196.531
2020-01-18 22:00 | 3.3123 | 203.2936
2020-01-18 23:00 | 2.8598 | 199.8396
2020-01-19 00:00 | 2.6413 | 194.4687
2020-01-19 01:00 | 2.421 | 181.6823
2020-01-19 02:00 | 2.7405 | 188.0779
2020-01-19 03:00 | 2.6296 | 187.9472
2020-01-19 04:00 | 2.885 | 184.648
2020-01-19 05:00 | 3.1891 | 188.9541
2020-01-19 06:00 | 2.8392 | 194.5239
2020-01-19 07:00 | 2.479 | 197.732
2020-01-19 08:00 | 2.1037 | 192.9171
2020-01-19 09:00 | 1.93 | 190.7293
2020-01-19 10:00 | 1.595 | 208.3913
2020-01-19 11:00 | 1.2169 | 227.7208
2020-01-19 12:00 | 0.87535 | 261.268
2020-01-19 13:00 | 0.6504 | 315.0646
2020-01-19 14:00 | 0.77292 | 350.1998
2020-01-19 15:00 | 1.2328 | 356.7693
2020-01-19 16:00 | 1.5718 | 4.6742
2020-01-19 17:00 | 1.5577 | 12.3857
2020-01-19 18:00 | 1.166 | 14.6411
2020-01-19 19:00 | 1.194 | 354.5359
2020-01-19 20:00 | 1.8078 | 347.2692
2020-01-19 21:00 | 2.1088 | 339.7201
2020-01-19 22:00 | 3.1202 | 329.8245
2020-01-19 23:00 | 4.3989 | 335.4777
2020-01-20 00:00 | 3.9421 | 340.1122
2020-01-20 01:00 | 3.8719 | 341.6884
2020-01-20 02:00 | 4.0551 | 345.0258
2020-01-20 03:00 | 3.5197 | 338.5539
2020-01-20 04:00 | 3.97 | 333.4837
2020-01-20 05:00 | 4.0513 | 324.6707
2020-01-20 06:00 | 4.4002 | 320.3657
2020-01-20 07:00 | 4.0724 | 307.9202
2020-01-20 08:00 | 4.3407 | 305.1498
2020-01-20 09:00 | 4.905 | 307.4937
2020-01-20 10:00 | 5.5186 | 314.9979
2020-01-20 11:00 | 5.2097 | 306.256
2020-01-20 12:00 | 5.9972 | 304.6649
2020-01-20 13:00 | 6.9046 | 307.4885
2020-01-20 14:00 | 6.9577 | 306.7286
2020-01-20 15:00 | 7.2743 | 305.7155
2020-01-20 16:00 | 7.2796 | 305.0843
2020-01-20 17:00 | 7.353 | 304.297
2020-01-20 18:00 | 7.5982 | 301.6338
2020-01-20 19:00 | 7.7665 | 299.191
2020-01-20 20:00 | 7.9262 | 296.4197
2020-01-20 21:00 | 8.1594 | 292.8537
2020-01-20 22:00 | 8.5229 | 288.8576
2020-01-20 23:00 | 9.1686 | 289.0519
2020-01-21 00:00 | 9.415 | 291.4777
2020-01-21 01:00 | 9.3021 | 289.1503
2020-01-21 02:00 | 9.4425 | 288.5599
2020-01-21 03:00 | 9.8232 | 289.737
2020-01-21 04:00 | 10.2029 | 290.9282
2020-01-21 05:00 | 10.2316 | 288.4688
2020-01-21 06:00 | 10.2495 | 283.5723
2020-01-21 07:00 | 10.3605 | 281.6757
2020-01-21 08:00 | 9.536 | 278.163
2020-01-21 09:00 | 10.2116 | 281.1047
2020-01-21 10:00 | 9.7013 | 280.5802
2020-01-21 11:00 | 10.662 | 284.0099
2020-01-21 12:00 | 10.6415 | 284.8756
2020-01-21 13:00 | 11.702 | 286.8805
2020-01-21 14:00 | 11.8866 | 288.0846
2020-01-21 15:00 | 12.3534 | 289.4813
2020-01-21 16:00 | 12.4102 | 291.9275
2020-01-21 17:00 | 12.2216 | 291.7301
2020-01-21 18:00 | 12.5455 | 293.0957
2020-01-21 19:00 | 12.6251 | 299.0934
2020-01-21 20:00 | 12.0993 | 297.206
2020-01-21 21:00 | 11.7685 | 297.4232
2020-01-21 22:00 | 11.1561 | 297.3658
2020-01-21 23:00 | 10.551 | 293.7566
2020-01-22 00:00 | 10.3033 | 289.2814
2020-01-22 01:00 | 10.5272 | 285.0505
2020-01-22 02:00 | 10.6329 | 281.7569
2020-01-22 03:00 | 10.7791 | 277.6128
2020-01-22 04:00 | 10.9055 | 276.7863
2020-01-22 05:00 | 11.0846 | 276.7801
2020-01-22 06:00 | 11.7352 | 276.0937
2020-01-22 07:00 | 12.1057 | 276.5049
2020-01-22 08:00 | 12.3557 | 276.2375
2020-01-22 09:00 | 12.0982 | 275.8677
2020-01-22 10:00 | 10.8947 | 275.8349
2020-01-22 11:00 | 11.5753 | 278.4863
2020-01-22 12:00 | 11.1048 | 278.2032
2020-01-22 13:00 | 10.7091 | 276.3472
2020-01-22 14:00 | 13.3842 | 286.642
2020-01-22 15:00 | 12.5193 | 289.093
2020-01-22 16:00 | 12.2538 | 290.1916
2020-01-22 17:00 | 11.9652 | 292.2786
2020-01-22 18:00 | 12.3727 | 298.9558
2020-01-22 19:00 | 12.7607 | 310.7697
2020-01-22 20:00 | 13.0474 | 321.2083
2020-01-22 21:00 | 12.1143 | 324.6756
2020-01-22 22:00 | 11.4915 | 323.362
2020-01-22 23:00 | 11.1722 | 318.8827
2020-01-23 00:00 | 11.366 | 317.1806
2020-01-23 01:00 | 11.4782 | 317.9686
2020-01-23 02:00 | 11.6261 | 318.2865
2020-01-23 03:00 | 11.7425 | 318.8788
2020-01-23 04:00 | 12.0147 | 321.466
2020-01-23 05:00 | 12.411 | 325.8266
2020-01-23 06:00 | 11.8131 | 326.885
2020-01-23 07:00 | 11.471 | 324.4893
2020-01-23 08:00 | 10.5846 | 320.1824
2020-01-23 09:00 | 13.5624 | 323.7361
2020-01-23 10:00 | 12.1707 | 317.5418
2020-01-23 11:00 | 12.5348 | 315.3685
2020-01-23 12:00 | 12.3554 | 313.2285
2020-01-23 13:00 | 10.5709 | 309.2499
2020-01-23 14:00 | 10.7748 | 309.6915
2020-01-23 15:00 | 10.5234 | 308.2939
2020-01-23 16:00 | 10.26 | 307.8465
2020-01-23 17:00 | 9.7095 | 306.3
2020-01-23 18:00 | 9.1666 | 301.963
2020-01-23 19:00 | 8.8712 | 298.3743
2020-01-23 20:00 | 8.4853 | 294.9558
2020-01-23 21:00 | 8.3435 | 290.3178
2020-01-23 22:00 | 7.7858 | 292.2151
2020-01-23 23:00 | 7.3517 | 281.1705
2020-01-24 00:00 | 7.3776 | 271.9612
2020-01-24 01:00 | 7.6913 | 268.0149
2020-01-24 02:00 | 8.2089 | 268.21
2020-01-24 03:00 | 8.4762 | 267.2594
2020-01-24 04:00 | 8.6006 | 264.1487
2020-01-24 05:00 | 9.0557 | 265.4814
2020-01-24 06:00 | 9.2969 | 269.7937
2020-01-24 07:00 | 8.8357 | 270.5443
2020-01-24 08:00 | 8.5833 | 266.5042
2020-01-24 09:00 | 9.4141 | 269.6307
2020-01-24 10:00 | 8.0824 | 267.0785
2020-01-24 11:00 | 8.0555 | 267.3573
2020-01-24 12:00 | 8.0662 | 265.2995
2020-01-24 13:00 | 8.2864 | 262.4406
2020-01-24 14:00 | 9.0677 | 262.3635
2020-01-24 15:00 | 9.5636 | 263.741
2020-01-24 16:00 | 9.6845 | 266.2788
2020-01-24 17:00 | 9.6528 | 270.1254
2020-01-24 18:00 | 9.6588 | 273.639
2020-01-24 19:00 | 9.7091 | 276.4457
2020-01-24 20:00 | 9.6733 | 279.0069
2020-01-24 21:00 | 9.5072 | 279.9282
2020-01-24 22:00 | 8.7813 | 277.4086
2020-01-24 23:00 | 8.843 | 278.2572
2020-01-25 00:00 | 9.0527 | 277.5353
2020-01-25 01:00 | 9.0742 | 275.9351
2020-01-25 02:00 | 8.9707 | 277.8156
2020-01-25 03:00 | 9.0157 | 279.8856
2020-01-25 04:00 | 8.7848 | 279.0167
2020-01-25 05:00 | 8.9118 | 278.756
2020-01-25 06:00 | 8.8983 | 278.6153
2020-01-25 07:00 | 8.9059 | 278.6704
2020-01-25 08:00 | 8.4202 | 278.4095
2020-01-25 09:00 | 8.4424 | 277.4878
2020-01-25 10:00 | 7.9722 | 280.5596
2020-01-25 11:00 | 7.7427 | 280.1012
2020-01-25 12:00 | 8.2605 | 281.803
2020-01-25 13:00 | 7.9488 | 278.7001
2020-01-25 14:00 | 8.0779 | 280.0568
2020-01-25 15:00 | 8.3377 | 285.2049
2020-01-25 16:00 | 8.2368 | 288.6715
2020-01-25 17:00 | 8.1345 | 292.8392
2020-01-25 18:00 | 7.7998 | 296.0415
2020-01-25 19:00 | 7.4286 | 295.8184
2020-01-25 20:00 | 7.1077 | 295.4349
2020-01-25 21:00 | 6.8238 | 294.267
2020-01-25 22:00 | 6.574 | 293.2249
2020-01-25 23:00 | 6.474 | 292.3065
2020-01-26 00:00 | 6.1588 | 289.5574
2020-01-26 01:00 | 5.7314 | 288.1102
2020-01-26 02:00 | 5.6214 | 285.636
2020-01-26 03:00 | 5.4289 | 284.3941
2020-01-26 04:00 | 5.1544 | 283.3703
2020-01-26 05:00 | 4.9973 | 279.7301
2020-01-26 06:00 | 4.5956 | 280.2786
2020-01-26 07:00 | 4.0898 | 279.8014
2020-01-26 08:00 | 3.2898 | 275.6618
2020-01-26 09:00 | 2.7816 | 258.278
2020-01-26 10:00 | 3.622 | 243.397
2020-01-26 11:00 | 4.1964 | 243.7759
2020-01-26 12:00 | 4.6821 | 245.6779
2020-01-26 13:00 | 4.7904 | 243.4774
2020-01-26 14:00 | 4.6693 | 238.4439
2020-01-26 15:00 | 4.5613 | 235.6525
2020-01-26 16:00 | 4.5854 | 230.5848
2020-01-26 17:00 | 4.9878 | 226.794
2020-01-26 18:00 | 5.5605 | 227.0129
2020-01-26 19:00 | 6.1032 | 229.2979
2020-01-26 20:00 | 6.0428 | 232.6743
2020-01-26 21:00 | 5.8795 | 234.7029
2020-01-26 22:00 | 5.7779 | 233.1395
2020-01-26 23:00 | 5.7483 | 232.0322
2020-01-27 00:00 | 5.7191 | 229.3578
2020-01-27 01:00 | 5.7539 | 228.7194
2020-01-27 02:00 | 5.6382 | 227.7925
2020-01-27 03:00 | 5.3421 | 225.8713
2020-01-27 04:00 | 5.4494 | 224.1008
2020-01-27 05:00 | 5.5224 | 227.8052
2020-01-27 06:00 | 5.1338 | 227.5674
2020-01-27 07:00 | 4.9622 | 224.3169
2020-01-27 08:00 | 4.7952 | 223.289
2020-01-27 09:00 | 4.0038 | 225.4757
2020-01-27 10:00 | 3.1837 | 216.1942
2020-01-27 11:00 | 3.1187 | 210.533
2020-01-27 12:00 | 3.3321 | 205.8702
2020-01-27 13:00 | 3.97 | 200.9775
2020-01-27 14:00 | 5.0529 | 207.5025
2020-01-27 15:00 | 5.9502 | 212.2733
2020-01-27 16:00 | 6.1012 | 219.2271
2020-01-27 17:00 | 6.2768 | 227.755
2020-01-27 18:00 | 6.2304 | 234.906
2020-01-27 19:00 | 6.0398 | 239.8963
2020-01-27 20:00 | 5.957 | 245.2207
2020-01-27 21:00 | 5.8474 | 251.34
2020-01-27 22:00 | 5.3754 | 252.0356
2020-01-27 23:00 | 5.1313 | 255.87
2020-01-28 00:00 | 4.8127 | 256.1536
2020-01-28 01:00 | 4.6359 | 251.2727
2020-01-28 02:00 | 4.7768 | 251.3168
2020-01-28 03:00 | 4.3884 | 257.0366
2020-01-28 04:00 | 3.7946 | 260.3175
2020-01-28 05:00 | 3.3954 | 257.5667
2020-01-28 06:00 | 3.0418 | 248.0855
2020-01-28 07:00 | 2.7762 | 227.6718
2020-01-28 08:00 | 2.7099 | 202.2855
2020-01-28 09:00 | 2.1582 | 177.7155
2020-01-28 10:00 | 2.6404 | 152.5482
2020-01-28 11:00 | 3.3782 | 150.2949
2020-01-28 12:00 | 4.1486 | 151.5399
2020-01-28 13:00 | 4.9269 | 154.78
2020-01-28 14:00 | 6.1269 | 158.4473
2020-01-28 15:00 | 7.0982 | 160.852
2020-01-28 16:00 | 7.3876 | 165.5946
2020-01-28 17:00 | 7.3865 | 171.4612
2020-01-28 18:00 | 7.3853 | 177.4549
2020-01-28 19:00 | 7.4925 | 180.4907
2020-01-28 20:00 | 7.5849 | 177.763
2020-01-28 21:00 | 7.5604 | 174.5924
2020-01-28 22:00 | 7.0649 | 175.2052
2020-01-28 23:00 | 7.1068 | 173.1721
2020-01-29 00:00 | 7.4206 | 166.1041
2020-01-29 01:00 | 7.6278 | 162.8245
2020-01-29 02:00 | 7.6309 | 162.3687
2020-01-29 03:00 | 7.7664 | 157.8279
2020-01-29 04:00 | 7.8968 | 154.3998
2020-01-29 05:00 | 7.9766 | 158.9771
2020-01-29 06:00 | 7.7786 | 160.6365
2020-01-29 07:00 | 7.3112 | 162.6703
2020-01-29 08:00 | 6.7256 | 163.2365
2020-01-29 09:00 | 6.6639 | 174.1458
2020-01-29 10:00 | 5.4823 | 202.5617
2020-01-29 11:00 | 4.8915 | 234.9086
2020-01-29 12:00 | 5.4228 | 270.5683
2020-01-29 13:00 | 6.5621 | 283.1282
2020-01-29 14:00 | 8.5222 | 287.1413
2020-01-29 15:00 | 9.3939 | 289.9567
2020-01-29 16:00 | 9.6963 | 283.7331
2020-01-29 17:00 | 9.5102 | 282.3681
2020-01-29 18:00 | 9.4638 | 279.8219
2020-01-29 19:00 | 9.4704 | 276.5585
2020-01-29 20:00 | 9.2639 | 273.9335
2020-01-29 21:00 | 9.0048 | 271.7344
2020-01-29 22:00 | 9.2743 | 270.3871
2020-01-29 23:00 | 9.6492 | 275.3963
2020-01-30 00:00 | 9.9501 | 276.8949
2020-01-30 01:00 | 10.3566 | 277.3529
2020-01-30 02:00 | 10.9017 | 277.3571
2020-01-30 03:00 | 11.2691 | 278.6413
2020-01-30 04:00 | 11.2356 | 281.2002
2020-01-30 05:00 | 10.8428 | 281.5347
2020-01-30 06:00 | 10.7524 | 280.649
2020-01-30 07:00 | 10.9203 | 279.7565
2020-01-30 08:00 | 10.9696 | 278.0846
2020-01-30 09:00 | 10.9298 | 277.3143
2020-01-30 10:00 | 12.0005 | 279.0839
2020-01-30 11:00 | 11.5916 | 283.8085
2020-01-30 12:00 | 10.6696 | 285.9783
2020-01-30 13:00 | 10.0373 | 284.8719
2020-01-30 14:00 | 9.7973 | 283.461
2020-01-30 15:00 | 9.9003 | 282.9124
2020-01-30 16:00 | 9.8235 | 283.6498
2020-01-30 17:00 | 10.0481 | 285.4525
2020-01-30 18:00 | 10.4512 | 288.5467
2020-01-30 19:00 | 9.7636 | 286.1398
2020-01-30 20:00 | 8.9353 | 281.9863
2020-01-30 21:00 | 8.3435 | 278.2158
2020-01-30 22:00 | 7.452 | 270.0521
2020-01-30 23:00 | 7.2525 | 260.0227
2020-01-31 00:00 | 7.1744 | 251.0718
2020-01-31 01:00 | 7.3596 | 242.9991
2020-01-31 02:00 | 7.5666 | 233.7888
2020-01-31 03:00 | 7.6703 | 229.7463
2020-01-31 04:00 | 7.906 | 233.2875
2020-01-31 05:00 | 8.1678 | 235.768
2020-01-31 06:00 | 8.1466 | 234.236
2020-01-31 07:00 | 8.1058 | 233.1422
2020-01-31 08:00 | 8.2773 | 230.1551
2020-01-31 09:00 | 9.0128 | 225.3904
2020-01-31 10:00 | 7.5087 | 213.9754
2020-01-31 11:00 | 7.6697 | 206.2544
2020-01-31 12:00 | 8.3588 | 207.8844
2020-01-31 13:00 | 8.8522 | 209.8905
2020-01-31 14:00 | 8.64 | 207.1457
2020-01-31 15:00 | 8.3684 | 215.2403
2020-01-31 16:00 | 7.8269 | 228.4496
2020-01-31 17:00 | 7.3642 | 247.8124
2020-01-31 18:00 | 6.8584 | 269.1767
2020-01-31 19:00 | 6.152 | 274.0244
2020-01-31 20:00 | 6.8575 | 275.9624
2020-01-31 21:00 | 6.7007 | 280.8249
2020-01-31 22:00 | 6.3556 | 278.3608
2020-01-31 23:00 | 6.7831 | 281.4866
2020-02-01 00:00 | 7.0213 | 290.0804
2020-02-01 01:00 | 7.1733 | 300.2269
2020-02-01 02:00 | 7.0548 | 308.2961
2020-02-01 03:00 | 6.7274 | 313.549
2020-02-01 04:00 | 6.223 | 316.5698
2020-02-01 05:00 | 5.4608 | 318.4413
2020-02-01 06:00 | 4.9402 | 319.8667
2020-02-01 07:00 | 4.4532 | 315.3493
2020-02-01 08:00 | 3.8389 | 303.6934
2020-02-01 09:00 | 3.7909 | 290.046
2020-02-01 10:00 | 3.8503 | 285.1779
2020-02-01 11:00 | 4.3533 | 288.4871
2020-02-01 12:00 | 4.8756 | 285.9959
2020-02-01 13:00 | 4.7948 | 267.0574
2020-02-01 14:00 | 5.2765 | 245.4605
2020-02-01 15:00 | 6.1238 | 235.4714
2020-02-01 16:00 | 6.9434 | 231.8073
2020-02-01 17:00 | 7.7256 | 230.5496
2020-02-01 18:00 | 8.1561 | 233.8818
2020-02-01 19:00 | 8.5598 | 236.7829
2020-02-01 20:00 | 9.1568 | 240.3151
2020-02-01 21:00 | 9.2413 | 244.1908
2020-02-01 22:00 | 8.5701 | 246.5444
2020-02-01 23:00 | 8.414 | 243.758
2020-02-02 00:00 | 8.853 | 240.9903
2020-02-02 01:00 | 9.3522 | 238.1591
2020-02-02 02:00 | 9.6692 | 234.3072
2020-02-02 03:00 | 10.0161 | 229.6684
2020-02-02 04:00 | 10.4089 | 227.7359
2020-02-02 05:00 | 10.6873 | 229.6405
2020-02-02 06:00 | 10.7918 | 236.5158
2020-02-02 07:00 | 10.6836 | 243.5169
2020-02-02 08:00 | 10.3686 | 251.7813
2020-02-02 09:00 | 10.4007 | 263.9291
2020-02-02 10:00 | 9.8929 | 273.2684
2020-02-02 11:00 | 9.4337 | 274.059
2020-02-02 12:00 | 10.0117 | 275.0427
2020-02-02 13:00 | 10.6543 | 276.3352
2020-02-02 14:00 | 10.3999 | 277.8188
2020-02-02 15:00 | 9.8502 | 275.9923
2020-02-02 16:00 | 9.8261 | 272.3877
2020-02-02 17:00 | 10.0427 | 265.6653
2020-02-02 18:00 | 10.6644 | 264.1025
2020-02-02 19:00 | 10.9627 | 265.3021
2020-02-02 20:00 | 11.2699 | 267.2248
2020-02-02 21:00 | 11.0646 | 268.3911
2020-02-02 22:00 | 11.2328 | 270.0292
2020-02-02 23:00 | 10.8423 | 270.9855
2020-02-03 00:00 | 10.1389 | 275.6716
2020-02-03 01:00 | 9.14 | 279.6021
2020-02-03 02:00 | 8.0733 | 284.1914
2020-02-03 03:00 | 6.9332 | 282.2671
2020-02-03 04:00 | 6.1077 | 275.2332
2020-02-03 05:00 | 6.0503 | 271.4067
2020-02-03 06:00 | 6.7729 | 280.0418
2020-02-03 07:00 | 7.185 | 292.8257
2020-02-03 08:00 | 6.9421 | 300.3618
2020-02-03 09:00 | 6.9245 | 302.0218
2020-02-03 10:00 | 7.3612 | 297.2228
2020-02-03 11:00 | 8.006 | 293.0427
2020-02-03 12:00 | 8.5404 | 293.7763
2020-02-03 13:00 | 9.0791 | 296.358
2020-02-03 14:00 | 9.2842 | 297.8845
2020-02-03 15:00 | 8.8436 | 298.7943
2020-02-03 16:00 | 8.9869 | 299.2494
2020-02-03 17:00 | 9.2594 | 298.9628
2020-02-03 18:00 | 9.4523 | 298.0724
2020-02-03 19:00 | 9.3255 | 297.3453
2020-02-03 20:00 | 9.0267 | 294.5117
2020-02-03 21:00 | 8.8789 | 289.914
2020-02-03 22:00 | 8.7185 | 287.9724
2020-02-03 23:00 | 8.5298 | 284.5767
2020-02-04 00:00 | 8.8618 | 282.5117
2020-02-04 01:00 | 8.3486 | 281.5836
2020-02-04 02:00 | 7.617 | 278.3702
2020-02-04 03:00 | 6.8218 | 273.0811
2020-02-04 04:00 | 7.1739 | 264.5978
2020-02-04 05:00 | 6.62 | 255.3258
2020-02-04 06:00 | 5.8111 | 240.9497
2020-02-04 07:00 | 5.552 | 228.988
2020-02-04 08:00 | 4.4074 | 213.2753
2020-02-04 09:00 | 3.7799 | 196.8234
2020-02-04 10:00 | 4.1149 | 183.6656
2020-02-04 11:00 | 5.3721 | 181.9282
2020-02-04 12:00 | 5.5508 | 188.1898
2020-02-04 13:00 | 5.1971 | 194.1154
2020-02-04 14:00 | 4.0591 | 172.3648
2020-02-04 15:00 | 4.5019 | 159.7016
2020-02-04 16:00 | 4.6353 | 158.9721
2020-02-04 17:00 | 4.5045 | 149.0345
2020-02-04 18:00 | 4.0403 | 135.0115
2020-02-04 19:00 | 4.0201 | 100.0799
2020-02-04 20:00 | 5.0719 | 73.1445
2020-02-04 21:00 | 5.8572 | 63.4042
2020-02-04 22:00 | 7.2636 | 60.1631
2020-02-04 23:00 | 8.0051 | 60.7602
2020-02-05 00:00 | 8.9483 | 56.4298
2020-02-05 01:00 | 9.6905 | 54.4351
2020-02-05 02:00 | 10.2869 | 54.0121
2020-02-05 03:00 | 10.7488 | 50.7368
2020-02-05 04:00 | 11.2198 | 46.8471
2020-02-05 05:00 | 11.8909 | 44.2294
2020-02-05 06:00 | 12.1105 | 42.0439
2020-02-05 07:00 | 12.2423 | 38.5559
2020-02-05 08:00 | 11.253 | 30.2193
2020-02-05 09:00 | 11.6037 | 28.9415
2020-02-05 10:00 | 11.4645 | 33.42
2020-02-05 11:00 | 11.083 | 29.5078
2020-02-05 12:00 | 10.8562 | 24.8196
2020-02-05 13:00 | 10.5472 | 19.2381
2020-02-05 14:00 | 10.1496 | 13.8255
2020-02-05 15:00 | 10.6742 | 11.9931
2020-02-05 16:00 | 11.3107 | 12.6057
2020-02-05 17:00 | 11.3087 | 14.402
2020-02-05 18:00 | 10.155 | 13.9072
2020-02-05 19:00 | 9.6579 | 12.3667
2020-02-05 20:00 | 9.4743 | 11.4994
2020-02-05 21:00 | 8.974 | 10.9922
2020-02-05 22:00 | 8.4087 | 8.2234
2020-02-05 23:00 | 7.3983 | 6.1884
2020-02-06 00:00 | 7.1549 | 356.412
2020-02-06 01:00 | 7.5288 | 347.908
2020-02-06 02:00 | 7.527 | 343.3473
2020-02-06 03:00 | 6.7374 | 335.7867
2020-02-06 04:00 | 6.5561 | 322.7088
2020-02-06 05:00 | 6.2448 | 311.0873
2020-02-06 06:00 | 5.7409 | 293.0023
2020-02-06 07:00 | 6.0882 | 275.3641
2020-02-06 08:00 | 6.2337 | 273.139
2020-02-06 09:00 | 7.1545 | 276.0338
2020-02-06 10:00 | 7.9988 | 277.9202
2020-02-06 11:00 | 8.8167 | 283.5834
2020-02-06 12:00 | 9.3385 | 283.3254
2020-02-06 13:00 | 9.8015 | 280.675
2020-02-06 14:00 | 9.2708 | 279.7791
2020-02-06 15:00 | 9.8749 | 286.1223
2020-02-06 16:00 | 9.882 | 291.8037
2020-02-06 17:00 | 9.5481 | 297.6924
2020-02-06 18:00 | 9.0117 | 304.0294
2020-02-06 19:00 | 8.7491 | 313.5117
2020-02-06 20:00 | 8.8946 | 330.6599
2020-02-06 21:00 | 10.367 | 351.6082
2020-02-06 22:00 | 10.4356 | 354.6076
2020-02-06 23:00 | 10.7363 | 354.159
2020-02-07 00:00 | 10.5909 | 353.1433
2020-02-07 01:00 | 9.499 | 351.5808
2020-02-07 02:00 | 8.9456 | 350.336
2020-02-07 03:00 | 8.4846 | 347.3309
2020-02-07 04:00 | 8.2397 | 341.1805
2020-02-07 05:00 | 8.197 | 334.2658
2020-02-07 06:00 | 8.3959 | 328.9788
2020-02-07 07:00 | 7.9513 | 326.18
2020-02-07 08:00 | 8.49 | 328.7593
2020-02-07 09:00 | 10.7384 | 341.6564
2020-02-07 10:00 | 8.7278 | 335.7332
2020-02-07 11:00 | 9.0406 | 331.3868
2020-02-07 12:00 | 9.6283 | 335.3617
2020-02-07 13:00 | 10.343 | 341.3223
2020-02-07 14:00 | 11.0689 | 346.2519
2020-02-07 15:00 | 10.5482 | 349.1405
2020-02-07 16:00 | 9.9015 | 352.8585
2020-02-07 17:00 | 9.3321 | 355.3925
2020-02-07 18:00 | 8.7473 | 355.0107
2020-02-07 19:00 | 8.4411 | 352.2632
2020-02-07 20:00 | 8.1785 | 348.9018
2020-02-07 21:00 | 7.9925 | 343.8881
2020-02-07 22:00 | 8.8374 | 344.1014
2020-02-07 23:00 | 8.5122 | 342.9023
2020-02-08 00:00 | 7.8678 | 340.6989
2020-02-08 01:00 | 7.315 | 336.0428
2020-02-08 02:00 | 7.3987 | 331.9222
2020-02-08 03:00 | 7.0029 | 327.7104
2020-02-08 04:00 | 7.2146 | 326.2465
2020-02-08 05:00 | 6.7002 | 320.7052
2020-02-08 06:00 | 6.72 | 317.7998
2020-02-08 07:00 | 6.5823 | 313.6259
2020-02-08 08:00 | 5.843 | 308.6212
2020-02-08 09:00 | 6.0702 | 304.0316
2020-02-08 10:00 | 5.7888 | 301.376
2020-02-08 11:00 | 5.8299 | 293.2319
2020-02-08 12:00 | 6.421 | 288.2891
2020-02-08 13:00 | 6.6816 | 283.1307
2020-02-08 14:00 | 6.4851 | 275.4427
2020-02-08 15:00 | 6.6127 | 275.9727
2020-02-08 16:00 | 6.3922 | 278.6334
2020-02-08 17:00 | 6.214 | 281.8966
2020-02-08 18:00 | 6.0195 | 284.7151
2020-02-08 19:00 | 5.5228 | 288.6369
2020-02-08 20:00 | 5.1256 | 289.8061
2020-02-08 21:00 | 4.7724 | 291.6795
2020-02-08 22:00 | 4.3799 | 294.9296
2020-02-08 23:00 | 4.4729 | 294.6725
2020-02-09 00:00 | 4.1236 | 295.9288
2020-02-09 01:00 | 3.6696 | 296.2329
2020-02-09 02:00 | 3.5432 | 288.8307
2020-02-09 03:00 | 3.3315 | 279.5213
2020-02-09 04:00 | 3.2726 | 273.0336
2020-02-09 05:00 | 3.5406 | 265.8131
2020-02-09 06:00 | 3.4171 | 255.9466
2020-02-09 07:00 | 3.1538 | 242.6452
2020-02-09 08:00 | 2.769 | 232.6837
2020-02-09 09:00 | 2.7855 | 225.9506
2020-02-09 10:00 | 2.6608 | 218.8009
2020-02-09 11:00 | 3.1629 | 209.9326
2020-02-09 12:00 | 3.9524 | 200.6836
2020-02-09 13:00 | 4.6069 | 193.7744
2020-02-09 14:00 | 5.2084 | 187.2653
2020-02-09 15:00 | 6.625 | 184.5591
2020-02-09 16:00 | 8.049 | 182.8933
2020-02-09 17:00 | 8.5514 | 187.2791
2020-02-09 18:00 | 8.7598 | 191.6532
2020-02-09 19:00 | 9.1781 | 192.2354
2020-02-09 20:00 | 9.4352 | 194.1009
2020-02-09 21:00 | 9.4638 | 196.3154
2020-02-09 22:00 | 9.7931 | 194.7447
2020-02-09 23:00 | 10.2364 | 191.1822
2020-02-10 00:00 | 10.7715 | 189.0385
2020-02-10 01:00 | 11.3722 | 187.2745
2020-02-10 02:00 | 11.5394 | 188.7103
2020-02-10 03:00 | 11.9855 | 188.0422
2020-02-10 04:00 | 12.6794 | 189.1014
2020-02-10 05:00 | 13.4221 | 188.6911
2020-02-10 06:00 | 13.3328 | 190.7729
2020-02-10 07:00 | 13.6172 | 191.7068
2020-02-10 08:00 | 12.9837 | 184.2632
2020-02-10 09:00 | 12.3686 | 193.228
2020-02-10 10:00 | 11.6705 | 192.1043
2020-02-10 11:00 | 11.2703 | 189.7354
2020-02-10 12:00 | 11.6148 | 185.8797
2020-02-10 13:00 | 13.4343 | 189.6396
2020-02-10 14:00 | 13.4588 | 185.1131
2020-02-10 15:00 | 13.6068 | 189.9253
2020-02-10 16:00 | 13.6009 | 198.1484
2020-02-10 17:00 | 12.697 | 207.0443
2020-02-10 18:00 | 11.9981 | 213.1719
2020-02-10 19:00 | 10.8518 | 212.5649
2020-02-10 20:00 | 10.1202 | 209.3133
2020-02-10 21:00 | 9.9199 | 207.0606
2020-02-10 22:00 | 9.9635 | 210.7622
2020-02-10 23:00 | 10.6016 | 218.2165
2020-02-11 00:00 | 10.392 | 229.8512
2020-02-11 01:00 | 10.8015 | 245.5338
2020-02-11 02:00 | 10.5566 | 257.7612
2020-02-11 03:00 | 9.6759 | 261.1302
2020-02-11 04:00 | 9.7226 | 263.2133
2020-02-11 05:00 | 8.9421 | 263.5246
2020-02-11 06:00 | 7.5763 | 255.5224
2020-02-11 07:00 | 7.5878 | 244.7083
2020-02-11 08:00 | 6.5409 | 234.6862
2020-02-11 09:00 | 6.4571 | 231.472
2020-02-11 10:00 | 6.4702 | 225.8242
2020-02-11 11:00 | 6.6793 | 208.8797
2020-02-11 12:00 | 7.6326 | 200.2934
2020-02-11 13:00 | 8.9119 | 203.4514
2020-02-11 14:00 | 9.4282 | 214.4404
2020-02-11 15:00 | 8.9695 | 217.0158
2020-02-11 16:00 | 7.9739 | 221.0771
2020-02-11 17:00 | 7.6171 | 233.3553
2020-02-11 18:00 | 7.835 | 260.615
2020-02-11 19:00 | 9.2844 | 286.9604
2020-02-11 20:00 | 9.747 | 293.1077
2020-02-11 21:00 | 9.1063 | 289.4938
2020-02-11 22:00 | 8.9085 | 292.5412
2020-02-11 23:00 | 8.1951 | 286.1309
2020-02-12 00:00 | 8.5245 | 282.1824
2020-02-12 01:00 | 8.9172 | 280.5289
2020-02-12 02:00 | 9.1755 | 278.7062
2020-02-12 03:00 | 9.429 | 278.1285
2020-02-12 04:00 | 9.7868 | 279.697
2020-02-12 05:00 | 9.6836 | 281.0117
2020-02-12 06:00 | 9.4871 | 278.8874
2020-02-12 07:00 | 9.4869 | 278.9859
2020-02-12 08:00 | 8.8241 | 277.6496
2020-02-12 09:00 | 9.4861 | 279.066
2020-02-12 10:00 | 7.1033 | 274.4615
2020-02-12 11:00 | 7.5222 | 273.6592
2020-02-12 12:00 | 7.9828 | 270.5681
2020-02-12 13:00 | 8.4961 | 270.3935
2020-02-12 14:00 | 9.5444 | 274.8962
2020-02-12 15:00 | 8.719 | 279.1352
2020-02-12 16:00 | 8.6518 | 274.4515
2020-02-12 17:00 | 9.4028 | 272.6106
2020-02-12 18:00 | 9.5607 | 274.4404
2020-02-12 19:00 | 9.7186 | 275.987
2020-02-12 20:00 | 9.3038 | 277.2177
2020-02-12 21:00 | 8.7915 | 273.806
2020-02-12 22:00 | 9.1457 | 273.3969
2020-02-12 23:00 | 9.3016 | 273.6088
2020-02-13 00:00 | 8.8662 | 274.8234
2020-02-13 01:00 | 8.4289 | 272.314
2020-02-13 02:00 | 8.6654 | 268.255
2020-02-13 03:00 | 8.6995 | 267.4263
2020-02-13 04:00 | 8.8731 | 266.5793
2020-02-13 05:00 | 8.6832 | 266.9436
2020-02-13 06:00 | 8.2834 | 266.0313
2020-02-13 07:00 | 8.2989 | 269.652
2020-02-13 08:00 | 8.4587 | 275.5448
2020-02-13 09:00 | 7.9341 | 274.6407
2020-02-13 10:00 | 8.4732 | 278.7159
2020-02-13 11:00 | 10.5255 | 288.5068
2020-02-13 12:00 | 9.5703 | 292.9363
2020-02-13 13:00 | 8.6433 | 289.6747
2020-02-13 14:00 | 8.3551 | 282.8009
2020-02-13 15:00 | 7.9157 | 279.9829
2020-02-13 16:00 | 7.4183 | 275.7602
2020-02-13 17:00 | 7.3411 | 267.0203
2020-02-13 18:00 | 7.6219 | 260.6771
2020-02-13 19:00 | 7.8657 | 258.2713
2020-02-13 20:00 | 7.6725 | 257.1974
2020-02-13 21:00 | 7.0397 | 254.1125
2020-02-13 22:00 | 7.1874 | 245.2493
2020-02-13 23:00 | 7.5562 | 238.4235
2020-02-14 00:00 | 7.3643 | 236.478
2020-02-14 01:00 | 6.6283 | 230.9269
2020-02-14 02:00 | 6.3986 | 219.2616
2020-02-14 03:00 | 6.3049 | 207.8082
2020-02-14 04:00 | 6.5106 | 195.2486
2020-02-14 05:00 | 7.0033 | 185.3699
2020-02-14 06:00 | 7.3455 | 175.706
2020-02-14 07:00 | 7.4368 | 177.8363
2020-02-14 08:00 | 7.4031 | 179.069
2020-02-14 09:00 | 6.3462 | 176.3028
2020-02-14 10:00 | 6.1436 | 175.8516
2020-02-14 11:00 | 5.7927 | 173.3361
2020-02-14 12:00 | 5.4723 | 170.1806
2020-02-14 13:00 | 5.6453 | 163.9194
2020-02-14 14:00 | 6.2917 | 151.3107
2020-02-14 15:00 | 7.0169 | 147.7698
2020-02-14 16:00 | 7.5265 | 149.9862
2020-02-14 17:00 | 7.4603 | 156.4932
2020-02-14 18:00 | 7.0272 | 165.1402
2020-02-14 19:00 | 6.1931 | 172.6134
2020-02-14 20:00 | 5.5724 | 181.3296
2020-02-14 21:00 | 5.3126 | 190.9427
2020-02-14 22:00 | 4.5393 | 196.5038
2020-02-14 23:00 | 4.1236 | 214.2749
2020-02-15 00:00 | 3.7542 | 237.7342
2020-02-15 01:00 | 3.7982 | 261.821
2020-02-15 02:00 | 4.2368 | 282.4801
2020-02-15 03:00 | 4.7329 | 296.0586
2020-02-15 04:00 | 5.0984 | 306.4464
2020-02-15 05:00 | 4.9431 | 313.2488
2020-02-15 06:00 | 4.412 | 317.3441
2020-02-15 07:00 | 4.1454 | 319.2028
2020-02-15 08:00 | 3.9287 | 321.9314
2020-02-15 09:00 | 3.4774 | 322.306
2020-02-15 10:00 | 3.6709 | 319.7764
2020-02-15 11:00 | 3.6088 | 319.4028
2020-02-15 12:00 | 4.4237 | 317.1699
2020-02-15 13:00 | 5.2267 | 320.6431
2020-02-15 14:00 | 5.0133 | 328.0687
2020-02-15 15:00 | 4.1771 | 332.6732
2020-02-15 16:00 | 3.9011 | 332.4636
2020-02-15 17:00 | 3.898 | 324.9717
2020-02-15 18:00 | 3.9925 | 320.6699
2020-02-15 19:00 | 3.8996 | 319.414
2020-02-15 20:00 | 3.7164 | 318.6933
2020-02-15 21:00 | 3.3062 | 312.337
2020-02-15 22:00 | 3.0936 | 294.2287
2020-02-15 23:00 | 3.411 | 288.6624
2020-02-16 00:00 | 3.0881 | 283.1537
2020-02-16 01:00 | 2.5859 | 270.6606
2020-02-16 02:00 | 2.2649 | 245.3306
2020-02-16 03:00 | 2.7391 | 214.1411
2020-02-16 04:00 | 3.4152 | 206.067
2020-02-16 05:00 | 3.6698 | 214.6535
2020-02-16 06:00 | 4.3548 | 212.0641
2020-02-16 07:00 | 5.2526 | 195.6604
2020-02-16 08:00 | 6.2457 | 203.961
2020-02-16 09:00 | 6.9159 | 200.0117
2020-02-16 10:00 | 7.3888 | 195.427
2020-02-16 11:00 | 7.7408 | 196.0829
2020-02-16 12:00 | 8.3926 | 196.0505
2020-02-16 13:00 | 8.5064 | 194.622
2020-02-16 14:00 | 7.7719 | 192.5137
2020-02-16 15:00 | 8.6497 | 188.845
2020-02-16 16:00 | 9.9219 | 188.5589
2020-02-16 17:00 | 10.2803 | 193.7308
2020-02-16 18:00 | 9.426 | 205.3945
2020-02-16 19:00 | 9.0085 | 209.3273
2020-02-16 20:00 | 9.5165 | 205.3292
2020-02-16 21:00 | 10.191 | 202.0965
2020-02-16 22:00 | 10.8811 | 202.3637
2020-02-16 23:00 | 11.1419 | 198.7992
2020-02-17 00:00 | 11.2719 | 198.6124
2020-02-17 01:00 | 11.3654 | 199.9134
2020-02-17 02:00 | 11.3128 | 197.8333
2020-02-17 03:00 | 10.9049 | 197.6566
2020-02-17 04:00 | 10.7833 | 201.3145
2020-02-17 05:00 | 10.8578 | 202.7988
2020-02-17 06:00 | 10.6088 | 202.6542
2020-02-17 07:00 | 10.7687 | 202.6803
2020-02-17 08:00 | 8.8038 | 206.1208
2020-02-17 09:00 | 8.1694 | 206.2743
2020-02-17 10:00 | 7.1916 | 205.0581
2020-02-17 11:00 | 6.9102 | 205.2321
2020-02-17 12:00 | 6.7826 | 209.4933
2020-02-17 13:00 | 6.5734 | 207.953
2020-02-17 14:00 | 6.9841 | 204.2111
2020-02-17 15:00 | 7.5888 | 204.1536
2020-02-17 16:00 | 8.1675 | 204.746
2020-02-17 17:00 | 8.4257 | 207.3536
2020-02-17 18:00 | 8.0714 | 216.4942
2020-02-17 19:00 | 7.8412 | 218.191
2020-02-17 20:00 | 7.4602 | 220.5433
2020-02-17 21:00 | 7.0319 | 224.6255
2020-02-17 22:00 | 6.4886 | 227.1743
2020-02-17 23:00 | 5.7982 | 236.641
2020-02-18 00:00 | 5.2034 | 238.8282
2020-02-18 01:00 | 4.9506 | 230.3407
2020-02-18 02:00 | 4.7699 | 228.1934
2020-02-18 03:00 | 4.7805 | 228.268
2020-02-18 04:00 | 4.8588 | 229.0978
2020-02-18 05:00 | 5.9038 | 245.7211
2020-02-18 06:00 | 5.3523 | 246.5015
2020-02-18 07:00 | 5.5858 | 246.1907
2020-02-18 08:00 | 5.0662 | 258.5983
2020-02-18 09:00 | 5.4494 | 268.9125
2020-02-18 10:00 | 5.7834 | 266.3188
2020-02-18 11:00 | 6.1987 | 271.7715
2020-02-18 12:00 | 6.7136 | 279.2403
2020-02-18 13:00 | 7.0036 | 286.1589
2020-02-18 14:00 | 6.6958 | 289.341
2020-02-18 15:00 | 6.4149 | 285.7868
2020-02-18 16:00 | 6.9145 | 276.2215
2020-02-18 17:00 | 7.8843 | 274.5929
2020-02-18 18:00 | 8.3546 | 276.8854
2020-02-18 19:00 | 8.4964 | 277.316
2020-02-18 20:00 | 8.6093 | 276.7991
2020-02-18 21:00 | 8.589 | 276.4183
2020-02-18 22:00 | 8.7509 | 277.1365
2020-02-18 23:00 | 8.7986 | 279.1948
2020-02-19 00:00 | 8.6519 | 282.493
2020-02-19 01:00 | 8.2877 | 285.0213
2020-02-19 02:00 | 7.9567 | 284.1799
2020-02-19 03:00 | 7.6873 | 281.3738
2020-02-19 04:00 | 7.4755 | 278.298
2020-02-19 05:00 | 7.4344 | 274.3484
2020-02-19 06:00 | 7.2606 | 270.3682
2020-02-19 07:00 | 6.8534 | 267.0204
2020-02-19 08:00 | 5.6558 | 268.8911
2020-02-19 09:00 | 5.286 | 273.4064
2020-02-19 10:00 | 5.0721 | 275.6803
2020-02-19 11:00 | 4.9664 | 273.1077
2020-02-19 12:00 | 4.6975 | 270.2252
2020-02-19 13:00 | 4.6365 | 271.7545
2020-02-19 14:00 | 4.0614 | 264.5357
2020-02-19 15:00 | 3.7376 | 251.261
2020-02-19 16:00 | 3.7716 | 240.5312
2020-02-19 17:00 | 3.973 | 235.1735
2020-02-19 18:00 | 4.1749 | 225.7591
2020-02-19 19:00 | 4.7902 | 209.6747
2020-02-19 20:00 | 5.8597 | 201.6938
2020-02-19 21:00 | 6.3874 | 201.1124
2020-02-19 22:00 | 6.4118 | 210.5344
2020-02-19 23:00 | 5.9545 | 213.1935
2020-02-20 00:00 | 5.4533 | 215.7049
2020-02-20 01:00 | 5.0578 | 216.9364
2020-02-20 02:00 | 4.9369 | 211.3252
2020-02-20 03:00 | 5.1865 | 202.2669
2020-02-20 04:00 | 5.3549 | 198.456
2020-02-20 05:00 | 5.2969 | 197.4351
2020-02-20 06:00 | 5.1859 | 198.9637
2020-02-20 07:00 | 4.7567 | 200.4616
2020-02-20 08:00 | 3.6765 | 196.4111
2020-02-20 09:00 | 3.3257 | 195.1599
2020-02-20 10:00 | 2.6605 | 200.5075
2020-02-20 11:00 | 2.0556 | 191.1137
2020-02-20 12:00 | 1.8314 | 184.2137
2020-02-20 13:00 | 1.6401 | 172.5164
2020-02-20 14:00 | 1.5093 | 161.9627
2020-02-20 15:00 | 1.6379 | 161.5323
2020-02-20 16:00 | 1.6143 | 166.4825
2020-02-20 17:00 | 1.6588 | 174.4817
2020-02-20 18:00 | 1.7076 | 177.8804
2020-02-20 19:00 | 1.7563 | 184.4661
2020-02-20 20:00 | 1.4033 | 194.0627
2020-02-20 21:00 | 0.90508 | 206.6713
2020-02-20 22:00 | 0.61215 | 277.5945
2020-02-20 23:00 | 1.076 | 315.6872
2020-02-21 00:00 | 1.142 | 332.9604
2020-02-21 01:00 | 0.70572 | 24.2026
2020-02-21 02:00 | 1.0778 | 103.4171
2020-02-21 03:00 | 1.753 | 138.2416
2020-02-21 04:00 | 2.6067 | 158.4804
2020-02-21 05:00 | 3.3012 | 177.3592
2020-02-21 06:00 | 3.5927 | 189.0584
2020-02-21 07:00 | 3.3766 | 189.4767
2020-02-21 08:00 | 2.4542 | 191.4692
2020-02-21 09:00 | 3.5012 | 195.1672
2020-02-21 10:00 | 4.6139 | 178.2726
2020-02-21 11:00 | 5.4416 | 175.92
2020-02-21 12:00 | 5.1797 | 178.1027
2020-02-21 13:00 | 5.0724 | 178.2619
2020-02-21 14:00 | 4.8393 | 177.1294
2020-02-21 15:00 | 4.6894 | 177.0144
2020-02-21 16:00 | 4.6754 | 174.0655
2020-02-21 17:00 | 4.7194 | 174.7626
2020-02-21 18:00 | 4.693 | 180.5485
2020-02-21 19:00 | 4.5721 | 185.4545
2020-02-21 20:00 | 4.1889 | 189.9022
2020-02-21 21:00 | 3.924 | 188.1903
2020-02-21 22:00 | 3.4511 | 186.6766
2020-02-21 23:00 | 3.2824 | 184.2867
2020-02-22 00:00 | 3.1648 | 191.6213
2020-02-22 01:00 | 2.9104 | 202.9671
2020-02-22 02:00 | 2.6328 | 211.1404
2020-02-22 03:00 | 2.6487 | 209.3272
2020-02-22 04:00 | 2.7891 | 203.9861
2020-02-22 05:00 | 3.2427 | 202.4482
2020-02-22 06:00 | 3.095 | 213.3138
2020-02-22 07:00 | 2.4139 | 218.2643
2020-02-22 08:00 | 2.7244 | 202.9503
2020-02-22 09:00 | 3.2803 | 200.6525
2020-02-22 10:00 | 3.6297 | 207.5784
2020-02-22 11:00 | 4.7083 | 221.1187
2020-02-22 12:00 | 5.4512 | 228.8373
2020-02-22 13:00 | 6.1304 | 231.2458
2020-02-22 14:00 | 6.4205 | 231.6157
2020-02-22 15:00 | 6.6668 | 236.7422
2020-02-22 16:00 | 6.4929 | 221.9368
2020-02-22 17:00 | 7.3027 | 212.5597
2020-02-22 18:00 | 8.6012 | 208.2401
2020-02-22 19:00 | 9.0549 | 214.5113
2020-02-22 20:00 | 9.318 | 214.5254
2020-02-22 21:00 | 9.9927 | 212.3176
2020-02-22 22:00 | 10.7994 | 216.019
2020-02-22 23:00 | 11.0697 | 219.7957
2020-02-23 00:00 | 11.2087 | 222.6566
2020-02-23 01:00 | 11.1298 | 224.7193
2020-02-23 02:00 | 11.5452 | 230.3454
2020-02-23 03:00 | 11.4318 | 243.192
2020-02-23 04:00 | 11.1463 | 250.8088
2020-02-23 05:00 | 11.2072 | 252.2283
2020-02-23 06:00 | 11.5498 | 254.161
2020-02-23 07:00 | 11.5554 | 257.7608
2020-02-23 08:00 | 10.2472 | 254.6322
2020-02-23 09:00 | 11.955 | 263.4594
2020-02-23 10:00 | 11.9816 | 271.5549
2020-02-23 11:00 | 11.1012 | 270.0998
2020-02-23 12:00 | 12.3597 | 270.5253
2020-02-23 13:00 | 11.5081 | 273.5938
2020-02-23 14:00 | 11.2702 | 278.8463
2020-02-23 15:00 | 9.1231 | 276.8874
2020-02-23 16:00 | 7.8163 | 267.1158
2020-02-23 17:00 | 7.2236 | 257.1344
2020-02-23 18:00 | 6.5518 | 243.3872
2020-02-23 19:00 | 6.3511 | 234.0561
2020-02-23 20:00 | 6.4275 | 233.4199
2020-02-23 21:00 | 6.3867 | 222.9962
2020-02-23 22:00 | 6.2203 | 210.6158
2020-02-23 23:00 | 6.5943 | 201.0724
2020-02-24 00:00 | 7.2391 | 192.2247
2020-02-24 01:00 | 8.4817 | 201.0487
2020-02-24 02:00 | 8.7034 | 203.1453
2020-02-24 03:00 | 8.8706 | 199.4778
2020-02-24 04:00 | 10.7557 | 241.0176
2020-02-24 05:00 | 11.2327 | 280.707
2020-02-24 06:00 | 14.887 | 340.8773
2020-02-24 07:00 | 19.03 | 351.3039
2020-02-24 08:00 | 15.0023 | 341.1189
2020-02-24 09:00 | 14.1302 | 329.3026
2020-02-24 10:00 | 11.8612 | 317.4343
2020-02-24 11:00 | 11.4465 | 312.3722
2020-02-24 12:00 | 11.6744 | 311.5419
2020-02-24 13:00 | 12.1624 | 311.6532
2020-02-24 14:00 | 11.5359 | 309.6779
2020-02-24 15:00 | 12.5676 | 317.2734
2020-02-24 16:00 | 12.7682 | 317.9808
2020-02-24 17:00 | 12.3684 | 316.7274
2020-02-24 18:00 | 11.5555 | 313.5986
2020-02-24 19:00 | 10.6258 | 310.2377
2020-02-24 20:00 | 9.9053 | 305.0223
2020-02-24 21:00 | 9.7982 | 297.6708
2020-02-24 22:00 | 9.7577 | 295.1626
2020-02-24 23:00 | 8.8204 | 294.0664
2020-02-25 00:00 | 7.6899 | 289.5479
2020-02-25 01:00 | 6.7545 | 279.8491
2020-02-25 02:00 | 6.044 | 269.767
2020-02-25 03:00 | 5.6694 | 256.9642
2020-02-25 04:00 | 6.0073 | 244.3136
2020-02-25 05:00 | 5.9737 | 234.3459
2020-02-25 06:00 | 6.0965 | 220.6011
2020-02-25 07:00 | 6.8246 | 215.0442
2020-02-25 08:00 | 7.2472 | 211.4462
2020-02-25 09:00 | 8.1784 | 209.402
2020-02-25 10:00 | 8.4106 | 204.4976
2020-02-25 11:00 | 8.6049 | 204.7668
2020-02-25 12:00 | 7.4151 | 205.0098
2020-02-25 13:00 | 6.929 | 205.2439
2020-02-25 14:00 | 7.3653 | 210.217
2020-02-25 15:00 | 7.2009 | 207.6919
2020-02-25 16:00 | 7.4199 | 204.4721
2020-02-25 17:00 | 8.1729 | 207.231
2020-02-25 18:00 | 8.6355 | 210.8906
2020-02-25 19:00 | 8.4788 | 213.9206
2020-02-25 20:00 | 8.3373 | 214.9421
2020-02-25 21:00 | 8.254 | 214.2761
2020-02-25 22:00 | 7.166 | 212.1353
2020-02-25 23:00 | 6.3995 | 205.8274
2020-02-26 00:00 | 6.6153 | 203.4239
2020-02-26 01:00 | 6.9763 | 205.6197
2020-02-26 02:00 | 7.3765 | 209.9598
2020-02-26 03:00 | 7.6145 | 212.4731
2020-02-26 04:00 | 7.7107 | 210.7486
2020-02-26 05:00 | 7.7823 | 214.1686
2020-02-26 06:00 | 7.8754 | 221.909
2020-02-26 07:00 | 7.5281 | 229.3366
2020-02-26 08:00 | 5.8516 | 235.7416
2020-02-26 09:00 | 4.9462 | 245.8817
2020-02-26 10:00 | 3.3578 | 243.9197
2020-02-26 11:00 | 2.8166 | 234.2171
2020-02-26 12:00 | 2.8407 | 222.2432
2020-02-26 13:00 | 2.5811 | 196.2811
2020-02-26 14:00 | 3.0625 | 157.8227
2020-02-26 15:00 | 4.3519 | 147.9198
2020-02-26 16:00 | 5.219 | 144.9923
2020-02-26 17:00 | 6.1075 | 151.351
2020-02-26 18:00 | 6.9225 | 171.4074
2020-02-26 19:00 | 7.6676 | 203.8668
2020-02-26 20:00 | 7.8341 | 227.2937
2020-02-26 21:00 | 7.269 | 236.6308
2020-02-26 22:00 | 7.0373 | 247.2886
2020-02-26 23:00 | 7.5073 | 260.8636
2020-02-27 00:00 | 7.1964 | 270.2337
2020-02-27 01:00 | 6.9249 | 279.4879
2020-02-27 02:00 | 6.6274 | 281.0736
2020-02-27 03:00 | 6.2824 | 281.7917
2020-02-27 04:00 | 5.9666 | 281.8081
2020-02-27 05:00 | 5.6375 | 281.9631
2020-02-27 06:00 | 6.4314 | 287.1123
2020-02-27 07:00 | 8.2075 | 298.6969
2020-02-27 08:00 | 6.8232 | 307.0533
2020-02-27 09:00 | 5.6615 | 311.9847
2020-02-27 10:00 | 6.0197 | 311.8989
2020-02-27 11:00 | 6.0623 | 304.1923
2020-02-27 12:00 | 6.507 | 301.5828
2020-02-27 13:00 | 6.8804 | 306.1242
2020-02-27 14:00 | 7.004 | 304.3412
2020-02-27 15:00 | 6.6808 | 304.3331
2020-02-27 16:00 | 6.6033 | 306.8087
2020-02-27 17:00 | 6.4067 | 306.9595
2020-02-27 18:00 | 6.0019 | 299.5344
2020-02-27 19:00 | 5.8429 | 295.141
2020-02-27 20:00 | 5.7715 | 289.9031
2020-02-27 21:00 | 6.1759 | 285.2118
2020-02-27 22:00 | 6.8386 | 287.3841
2020-02-27 23:00 | 7.0888 | 287.9934
2020-02-28 00:00 | 7.0297 | 289.488
2020-02-28 01:00 | 6.7182 | 289.648
2020-02-28 02:00 | 6.0971 | 288.4461
2020-02-28 03:00 | 5.7424 | 286.1027
2020-02-28 04:00 | 5.7049 | 281.0211
2020-02-28 05:00 | 6.189 | 275.9644
2020-02-28 06:00 | 6.1235 | 274.2156
2020-02-28 07:00 | 5.4825 | 273.5919
2020-02-28 08:00 | 5.4708 | 272.7696
2020-02-28 09:00 | 5.5255 | 269.4864
2020-02-28 10:00 | 5.3683 | 265.444
2020-02-28 11:00 | 5.3902 | 263.0982
2020-02-28 12:00 | 5.3909 | 264.4877
2020-02-28 13:00 | 4.5735 | 267.354
2020-02-28 14:00 | 3.7928 | 264.2128
2020-02-28 15:00 | 3.7964 | 258.5168
2020-02-28 16:00 | 4.1109 | 258.5966
2020-02-28 17:00 | 5.1248 | 253.3756
2020-02-28 18:00 | 5.7486 | 256.5477
2020-02-28 19:00 | 5.7822 | 264.5228
2020-02-28 20:00 | 5.663 | 268.5712
2020-02-28 21:00 | 5.4013 | 275.561
2020-02-28 22:00 | 5.1405 | 278.7685
2020-02-28 23:00 | 5.1686 | 281.9921
2020-02-29 00:00 | 5.5659 | 284.8774
2020-02-29 01:00 | 5.9601 | 289.1979
2020-02-29 02:00 | 5.9762 | 288.606
2020-02-29 03:00 | 5.6589 | 283.4149
2020-02-29 04:00 | 5.6022 | 279.2962
2020-02-29 05:00 | 5.9452 | 275.1018
2020-02-29 06:00 | 5.5153 | 263.7353
2020-02-29 07:00 | 5.0934 | 255.7275
2020-02-29 08:00 | 5.8875 | 261.9775
2020-02-29 09:00 | 5.9183 | 261.1528
2020-02-29 10:00 | 5.7626 | 259.4952
2020-02-29 11:00 | 6.2682 | 256.982
2020-02-29 12:00 | 6.1301 | 254.5635
2020-02-29 13:00 | 5.7366 | 253.3597
2020-02-29 14:00 | 4.9179 | 246.7598
2020-02-29 15:00 | 4.1897 | 234.7216
2020-02-29 16:00 | 4.2977 | 219.1461
2020-02-29 17:00 | 5.1247 | 202.9602
2020-02-29 18:00 | 6.4701 | 195.6349
2020-02-29 19:00 | 7.3448 | 198.4152
2020-02-29 20:00 | 7.7462 | 198.2778
2020-02-29 21:00 | 8.131 | 193.2054
2020-02-29 22:00 | 8.5964 | 187.7867
2020-02-29 23:00 | 8.9699 | 185.5307
2020-03-01 00:00 | 9.3632 | 185.0177
2020-03-01 01:00 | 9.5005 | 186.7962
2020-03-01 02:00 | 9.4446 | 188.0057
2020-03-01 03:00 | 9.2082 | 189.9395
2020-03-01 04:00 | 9.0613 | 190.5103
2020-03-01 05:00 | 9.191 | 190.1587
2020-03-01 06:00 | 9.1804 | 189.7251
2020-03-01 07:00 | 8.3408 | 189.5453
2020-03-01 08:00 | 8.2888 | 192.7098
2020-03-01 09:00 | 8.1901 | 194.6263
2020-03-01 10:00 | 8.5022 | 192.2246
2020-03-01 11:00 | 8.7193 | 193.598
2020-03-01 12:00 | 8.1685 | 191.1871
2020-03-01 13:00 | 7.8864 | 186.3957
2020-03-01 14:00 | 7.7333 | 180.0825
2020-03-01 15:00 | 7.9507 | 181.1974
2020-03-01 16:00 | 8.325 | 183.0765
2020-03-01 17:00 | 8.5374 | 185.5448
2020-03-01 18:00 | 8.6982 | 186.1665
2020-03-01 19:00 | 9.0296 | 188.1245
2020-03-01 20:00 | 9.1491 | 190.4543
2020-03-01 21:00 | 9.1322 | 190.228
2020-03-01 22:00 | 8.7878 | 190.2919
2020-03-01 23:00 | 8.7704 | 191.4931
2020-03-02 00:00 | 8.595 | 190.0764
2020-03-02 01:00 | 8.4282 | 184.5782
2020-03-02 02:00 | 8.4276 | 179.4544
2020-03-02 03:00 | 8.6985 | 177.4521
2020-03-02 04:00 | 8.6692 | 175.7607
2020-03-02 05:00 | 8.6223 | 172.6585
2020-03-02 06:00 | 8.0939 | 169.5817
2020-03-02 07:00 | 8.987 | 170.1764
2020-03-02 08:00 | 9.2347 | 170.6311
2020-03-02 09:00 | 8.9339 | 165.5012
2020-03-02 10:00 | 9.758 | 163.2514
2020-03-02 11:00 | 10.0534 | 164.1145
2020-03-02 12:00 | 9.197 | 154.341
2020-03-02 13:00 | 10.0098 | 153.2368
2020-03-02 14:00 | 10.2992 | 157.8314
2020-03-02 15:00 | 10.2791 | 161.5653
2020-03-02 16:00 | 10.2719 | 164.3848
2020-03-02 17:00 | 10.1577 | 166.6711
2020-03-02 18:00 | 9.7364 | 172.5361
2020-03-02 19:00 | 9.2417 | 182.0192
2020-03-02 20:00 | 9.089 | 194.1499
2020-03-02 21:00 | 8.823 | 209.014
2020-03-02 22:00 | 7.9624 | 224.2345
2020-03-02 23:00 | 7.3186 | 242.2883
2020-03-03 00:00 | 6.1329 | 251.4125
2020-03-03 01:00 | 6.106 | 239.6935
2020-03-03 02:00 | 7.2938 | 228.1889
2020-03-03 03:00 | 7.4244 | 225.2381
2020-03-03 04:00 | 7.6006 | 222.4844
2020-03-03 05:00 | 8.0757 | 219.9704
2020-03-03 06:00 | 7.4726 | 216.7702
2020-03-03 07:00 | 7.002 | 215.3784
2020-03-03 08:00 | 5.5089 | 212.0214
2020-03-03 09:00 | 4.4443 | 201.6645
2020-03-03 10:00 | 3.7481 | 181.5966
2020-03-03 11:00 | 4.1963 | 172.053
2020-03-03 12:00 | 4.8094 | 164.9793
2020-03-03 13:00 | 5.2303 | 152.6873
2020-03-03 14:00 | 5.5312 | 138.152
2020-03-03 15:00 | 6.7102 | 126.9643
2020-03-03 16:00 | 8.1125 | 125.4739
2020-03-03 17:00 | 8.6459 | 128.2572
2020-03-03 18:00 | 8.3936 | 133.7381
2020-03-03 19:00 | 7.9954 | 139.4118
2020-03-03 20:00 | 7.5696 | 144.3684
2020-03-03 21:00 | 7.1196 | 149.3896
2020-03-03 22:00 | 6.6737 | 149.0279
2020-03-03 23:00 | 6.4843 | 146.9086
2020-03-04 00:00 | 6.8675 | 142.6523
2020-03-04 01:00 | 7.0697 | 145.3654
2020-03-04 02:00 | 6.7269 | 148.8254
2020-03-04 03:00 | 6.5662 | 156.828
2020-03-04 04:00 | 6.1411 | 162.9157
2020-03-04 05:00 | 5.593 | 165.2514
2020-03-04 06:00 | 4.9323 | 165.0655
2020-03-04 07:00 | 4.2531 | 161.5985
2020-03-04 08:00 | 4.6128 | 160.5829
2020-03-04 09:00 | 4.7998 | 158.4368
2020-03-04 10:00 | 4.8012 | 154.4805
2020-03-04 11:00 | 4.5193 | 140.7204
2020-03-04 12:00 | 5.2512 | 134.5061
2020-03-04 13:00 | 6.0221 | 135.7321
2020-03-04 14:00 | 6.3729 | 135.093
2020-03-04 15:00 | 6.7984 | 131.9486
2020-03-04 16:00 | 7.4134 | 132.9685
2020-03-04 17:00 | 7.5713 | 140.2485
2020-03-04 18:00 | 7.9813 | 155.0457
2020-03-04 19:00 | 8.6735 | 169.3366
2020-03-04 20:00 | 8.913 | 176.8083
2020-03-04 21:00 | 8.6975 | 179.0823
2020-03-04 22:00 | 8.4285 | 177.9104
2020-03-04 23:00 | 8.1576 | 178.7479
2020-03-05 00:00 | 7.4171 | 185.7096
2020-03-05 01:00 | 6.4717 | 193.2845
2020-03-05 02:00 | 5.5957 | 206.7335
2020-03-05 03:00 | 4.7235 | 222.492
2020-03-05 04:00 | 4.3469 | 241.1016
2020-03-05 05:00 | 3.938 | 260.1932
2020-03-05 06:00 | 2.9917 | 273.4981
2020-03-05 07:00 | 2.3371 | 274.5818
2020-03-05 08:00 | 2.1274 | 261.2733
2020-03-05 09:00 | 2.6373 | 260.3544
2020-03-05 10:00 | 2.9987 | 273.2309
2020-03-05 11:00 | 3.2726 | 282.4703
2020-03-05 12:00 | 3.3464 | 297.787
2020-03-05 13:00 | 3.1571 | 309.5022
2020-03-05 14:00 | 3.1194 | 320.9651
2020-03-05 15:00 | 3.1456 | 333.341
2020-03-05 16:00 | 2.9592 | 346.3154
2020-03-05 17:00 | 2.7714 | 1.9556
2020-03-05 18:00 | 2.9006 | 7.433
2020-03-05 19:00 | 3.0111 | 2.1726
2020-03-05 20:00 | 2.9817 | 344.3787
2020-03-05 21:00 | 3.1632 | 335.0237
2020-03-05 22:00 | 3.5834 | 332.3638
2020-03-05 23:00 | 3.7949 | 328.1331
2020-03-06 00:00 | 3.974 | 331.6232
2020-03-06 01:00 | 3.6477 | 341.4665
2020-03-06 02:00 | 3.5963 | 346.289
2020-03-06 03:00 | 3.2312 | 343.0445
2020-03-06 04:00 | 2.8891 | 340.1275
2020-03-06 05:00 | 2.978 | 328.3209
2020-03-06 06:00 | 2.2525 | 333.4322
2020-03-06 07:00 | 1.2782 | 6.9858
2020-03-06 08:00 | 0.55895 | 55.1216
2020-03-06 09:00 | 1.092 | 192.2927
2020-03-06 10:00 | 1.0881 | 191.4494
2020-03-06 11:00 | 1.0725 | 195.7022
2020-03-06 12:00 | 1.0545 | 163.5
2020-03-06 13:00 | 1.569 | 138.5929
2020-03-06 14:00 | 2.2129 | 139.9648
2020-03-06 15:00 | 2.2269 | 130.7428
2020-03-06 16:00 | 2.2433 | 96.055
2020-03-06 17:00 | 2.8718 | 76.3809
2020-03-06 18:00 | 3.666 | 72.7671
2020-03-06 19:00 | 4.4107 | 82.8163
2020-03-06 20:00 | 4.5962 | 95.0207
2020-03-06 21:00 | 3.7505 | 105.4728
2020-03-06 22:00 | 1.722 | 145.8661
2020-03-06 23:00 | 1.1673 | 156.0986
2020-03-07 00:00 | 0.57593 | 135.0623
2020-03-07 01:00 | 0.24088 | 18.3202
2020-03-07 02:00 | 0.73717 | 1.1018
2020-03-07 03:00 | 1.0869 | 355.8636
2020-03-07 04:00 | 1.0239 | 348.5725
2020-03-07 05:00 | 0.877 | 331.5189
2020-03-07 06:00 | 0.56013 | 24.7408
2020-03-07 07:00 | 0.28211 | 42.7423
2020-03-07 08:00 | 0.39748 | 131.2054
2020-03-07 09:00 | 1.2769 | 163.1118
2020-03-07 10:00 | 2.307 | 172.7138
2020-03-07 11:00 | 2.8428 | 187.7642
2020-03-07 12:00 | 2.8779 | 191.2191
2020-03-07 13:00 | 2.7457 | 186.3645
2020-03-07 14:00 | 2.3898 | 188.2484
2020-03-07 15:00 | 1.4914 | 196.1675
2020-03-07 16:00 | 0.76393 | 199.1751
2020-03-07 17:00 | 0.83717 | 204.5447
2020-03-07 18:00 | 1.9454 | 214.2168
2020-03-07 19:00 | 3.003 | 239.8882
2020-03-07 20:00 | 3.8479 | 266.9213
2020-03-07 21:00 | 4.2954 | 278.303
2020-03-07 22:00 | 4.4242 | 298.3165
2020-03-07 23:00 | 4.0135 | 306.1319
2020-03-08 00:00 | 3.7406 | 305.2806
2020-03-08 01:00 | 3.6851 | 300.503
2020-03-08 02:00 | 4.1087 | 300.0538
2020-03-08 03:00 | 4.2699 | 302.3256
2020-03-08 04:00 | 4.2676 | 306.6713
2020-03-08 05:00 | 4.0404 | 310.6554
2020-03-08 06:00 | 3.3922 | 308.5664
2020-03-08 07:00 | 2.3697 | 308.1029
2020-03-08 08:00 | 1.9536 | 309.2733
2020-03-08 09:00 | 1.8892 | 313.3656
2020-03-08 10:00 | 2.6433 | 320.75
2020-03-08 11:00 | 3.2015 | 318.2719
2020-03-08 12:00 | 3.4734 | 314.8339
2020-03-08 13:00 | 3.5154 | 315.4377
2020-03-08 14:00 | 3.5468 | 319.6964
2020-03-08 15:00 | 3.4241 | 320.199
2020-03-08 16:00 | 3.7265 | 315.2279
2020-03-08 17:00 | 4.0543 | 320.5169
2020-03-08 18:00 | 4.1174 | 328.5217
2020-03-08 19:00 | 4.2116 | 335.2386
2020-03-08 20:00 | 4.1971 | 346.9763
2020-03-08 21:00 | 3.9437 | 354.7696
2020-03-08 22:00 | 4.5901 | 11.3409
2020-03-08 23:00 | 4.4968 | 22.3329
2020-03-09 00:00 | 4.7221 | 31.9168
2020-03-09 01:00 | 4.8902 | 39.0705
2020-03-09 02:00 | 4.7703 | 50.1661
2020-03-09 03:00 | 4.8094 | 60.3023
2020-03-09 04:00 | 4.7622 | 68.3543
2020-03-09 05:00 | 4.7352 | 74.1464
2020-03-09 06:00 | 4.2329 | 87.8521
2020-03-09 07:00 | 4.4524 | 101.0761
2020-03-09 08:00 | 4.5577 | 115.6311
2020-03-09 09:00 | 4.484 | 129.3518
2020-03-09 10:00 | 4.6664 | 131.2894
2020-03-09 11:00 | 3.8894 | 141.6318
2020-03-09 12:00 | 2.918 | 152.7091
2020-03-09 13:00 | 3.0647 | 151.0438
2020-03-09 14:00 | 3.4016 | 155.1506
2020-03-09 15:00 | 3.294 | 166.8461
2020-03-09 16:00 | 3.0362 | 168.6962
2020-03-09 17:00 | 3.0083 | 175.0068
2020-03-09 18:00 | 2.1804 | 200.4959
2020-03-09 19:00 | 1.7544 | 243.7001
2020-03-09 20:00 | 2.1093 | 281.7993
2020-03-09 21:00 | 3.1001 | 303.3104
2020-03-09 22:00 | 3.7375 | 305.2417
2020-03-09 23:00 | 4.9519 | 313.494
2020-03-10 00:00 | 5.5406 | 320.2394
2020-03-10 01:00 | 5.5267 | 327.6917
2020-03-10 02:00 | 5.6269 | 334.4767
2020-03-10 03:00 | 5.7313 | 334.3198
2020-03-10 04:00 | 5.656 | 337.7778
2020-03-10 05:00 | 5.5865 | 343.8822
2020-03-10 06:00 | 5.103 | 345.685
2020-03-10 07:00 | 4.8702 | 349.3086
2020-03-10 08:00 | 4.53 | 353.018
2020-03-10 09:00 | 4.1502 | 354.5212
2020-03-10 10:00 | 4.0902 | 353.577
2020-03-10 11:00 | 4.1608 | 348.335
2020-03-10 12:00 | 4.3516 | 346.8091
2020-03-10 13:00 | 4.4678 | 347.6492
2020-03-10 14:00 | 4.0029 | 355.8271
2020-03-10 15:00 | 3.8402 | 357.8919
2020-03-10 16:00 | 4.3874 | 355.0219
2020-03-10 17:00 | 4.415 | 359.4859
2020-03-10 18:00 | 4.2253 | 1.6713
2020-03-10 19:00 | 4.2576 | 359.2291
2020-03-10 20:00 | 4.3416 | 352.0624
2020-03-10 21:00 | 4.083 | 344.7757
2020-03-10 22:00 | 4.274 | 341.3718
2020-03-10 23:00 | 3.5764 | 344.0238
2020-03-11 00:00 | 2.7565 | 336.3327
2020-03-11 01:00 | 1.8737 | 317.5304
2020-03-11 02:00 | 1.8894 | 282.5847
2020-03-11 03:00 | 3.1903 | 251.9109
2020-03-11 04:00 | 5.0761 | 233.5279
2020-03-11 05:00 | 6.4533 | 228.5115
2020-03-11 06:00 | 6.6454 | 223.0884
2020-03-11 07:00 | 6.5827 | 221.0447
2020-03-11 08:00 | 7.3296 | 225.9399
2020-03-11 09:00 | 8.8182 | 238.7183
2020-03-11 10:00 | 8.828 | 240.6657
2020-03-11 11:00 | 8.4409 | 229.7521
2020-03-11 12:00 | 10.0827 | 235.9653
2020-03-11 13:00 | 10.0198 | 245.4581
2020-03-11 14:00 | 9.4944 | 255.833
2020-03-11 15:00 | 9.2779 | 263.7077
2020-03-11 16:00 | 8.8205 | 266.7142
2020-03-11 17:00 | 8.7539 | 264.7807
2020-03-11 18:00 | 9.3388 | 269.0108
2020-03-11 19:00 | 9.767 | 273.9057
2020-03-11 20:00 | 10.4071 | 282.7054
2020-03-11 21:00 | 10.0534 | 289.2295
2020-03-11 22:00 | 10.5889 | 292.0082
2020-03-11 23:00 | 9.3689 | 287.5752
2020-03-12 00:00 | 8.9847 | 282.1927
2020-03-12 01:00 | 8.6603 | 276.844
2020-03-12 02:00 | 8.7492 | 274.9593
2020-03-12 03:00 | 8.805 | 274.977
2020-03-12 04:00 | 8.4544 | 272.6944
2020-03-12 05:00 | 8.2918 | 266.4051
2020-03-12 06:00 | 7.6464 | 258.981
2020-03-12 07:00 | 6.4266 | 247.8477
2020-03-12 08:00 | 6.8293 | 243.4295
2020-03-12 09:00 | 7.4346 | 238.1903
2020-03-12 10:00 | 7.9556 | 233.6051
2020-03-12 11:00 | 8.7875 | 229.1482
2020-03-12 12:00 | 9.4945 | 222.1415
2020-03-12 13:00 | 10.1561 | 220.2057
2020-03-12 14:00 | 10.5046 | 224.9699
2020-03-12 15:00 | 10.258 | 222.6382
2020-03-12 16:00 | 10.491 | 219.6378
2020-03-12 17:00 | 11.1484 | 225.7752
2020-03-12 18:00 | 11.8027 | 239.0439
2020-03-12 19:00 | 11.9235 | 240.0716
2020-03-12 20:00 | 12.0507 | 237.525
2020-03-12 21:00 | 11.9472 | 238.2095
2020-03-12 22:00 | 12.9044 | 244.0689
2020-03-12 23:00 | 12.2236 | 250.582
2020-03-13 00:00 | 10.9174 | 273.762
2020-03-13 01:00 | 9.502 | 289.4757
2020-03-13 02:00 | 8.8586 | 290.84
2020-03-13 03:00 | 8.9777 | 290.0009
2020-03-13 04:00 | 8.0891 | 288.0072
2020-03-13 05:00 | 7.473 | 285.4089
2020-03-13 06:00 | 6.9052 | 282.8425
2020-03-13 07:00 | 7.5022 | 283.8147
2020-03-13 08:00 | 6.7846 | 284.9347
2020-03-13 09:00 | 6.069 | 279.0844
2020-03-13 10:00 | 5.7392 | 266.9835
2020-03-13 11:00 | 5.8496 | 263.4746
2020-03-13 12:00 | 5.3333 | 257.5809
2020-03-13 13:00 | 6.418 | 258.5169
2020-03-13 14:00 | 5.8816 | 257.306
2020-03-13 15:00 | 5.7024 | 254.0544
2020-03-13 16:00 | 6.01 | 255.1515
2020-03-13 17:00 | 6.9358 | 254.4709
2020-03-13 18:00 | 7.5587 | 261.2378
2020-03-13 19:00 | 7.709 | 263.8161
2020-03-13 20:00 | 7.6635 | 264.6469
2020-03-13 21:00 | 7.8036 | 263.7676
2020-03-13 22:00 | 8.1942 | 264.8391
2020-03-13 23:00 | 8.3634 | 263.4043
2020-03-14 00:00 | 8.014 | 260.68
2020-03-14 01:00 | 8.4571 | 256.6552
2020-03-14 02:00 | 8.7618 | 253.2754
2020-03-14 03:00 | 9.5689 | 254.794
2020-03-14 04:00 | 10.2724 | 259.7153
2020-03-14 05:00 | 10.3331 | 263.866
2020-03-14 06:00 | 9.6821 | 263.9908
2020-03-14 07:00 | 12.7721 | 272.2201
2020-03-14 08:00 | 13.9829 | 276.5751
2020-03-14 09:00 | 13.7988 | 276.1214
2020-03-14 10:00 | 14.1257 | 278.4434
2020-03-14 11:00 | 14.9502 | 286.1818
2020-03-14 12:00 | 14.5598 | 295.0076
2020-03-14 13:00 | 14.2468 | 302.9282
2020-03-14 14:00 | 12.8931 | 305.4007
2020-03-14 15:00 | 11.1379 | 304.626
2020-03-14 16:00 | 9.1709 | 301.5678
2020-03-14 17:00 | 8.6277 | 299.5806
2020-03-14 18:00 | 8.926 | 304.8426
2020-03-14 19:00 | 9.0097 | 314.9844
2020-03-14 20:00 | 8.2643 | 319.1533
2020-03-14 21:00 | 7.7554 | 315.1373
2020-03-14 22:00 | 9.6392 | 314.2204
2020-03-14 23:00 | 10.0522 | 318.4699
2020-03-15 00:00 | 9.6562 | 317.3405
2020-03-15 01:00 | 9.4111 | 316.3878
2020-03-15 02:00 | 10.3122 | 324.0681
2020-03-15 03:00 | 9.4341 | 326.7525
2020-03-15 04:00 | 8.2939 | 323.9277
2020-03-15 05:00 | 7.6388 | 320.6402
2020-03-15 06:00 | 8.5054 | 323.6335
2020-03-15 07:00 | 8.4958 | 326.5276
2020-03-15 08:00 | 8.4765 | 325.8963
2020-03-15 09:00 | 8.9292 | 327.4107
2020-03-15 10:00 | 9.2717 | 319.3236
2020-03-15 11:00 | 9.3108 | 319.8514
2020-03-15 12:00 | 9.509 | 318.7369
2020-03-15 13:00 | 9.5544 | 321.3204
2020-03-15 14:00 | 9.3488 | 326.3446
2020-03-15 15:00 | 7.8475 | 330.6076
2020-03-15 16:00 | 6.8682 | 332.7491
2020-03-15 17:00 | 6.2893 | 330.0699
2020-03-15 18:00 | 6.0188 | 323.7042
2020-03-15 19:00 | 6.1348 | 315.7371
2020-03-15 20:00 | 6.2847 | 310.6304
2020-03-15 21:00 | 6.2468 | 308.5489
2020-03-15 22:00 | 6.133 | 305.461
2020-03-15 23:00 | 5.5753 | 302.2363
2020-03-16 00:00 | 5.2652 | 296.133
2020-03-16 01:00 | 5.7751 | 294.6756
2020-03-16 02:00 | 5.5043 | 290.983
2020-03-16 03:00 | 5.0778 | 280.6045
2020-03-16 04:00 | 4.874 | 269.3609
2020-03-16 05:00 | 4.6423 | 256.6832
2020-03-16 06:00 | 3.8152 | 244.5184
2020-03-16 07:00 | 3.1798 | 240.3541
2020-03-16 08:00 | 3.727 | 235.3878
2020-03-16 09:00 | 3.696 | 226.6419
2020-03-16 10:00 | 3.5664 | 219.0052
2020-03-16 11:00 | 3.8106 | 214.3481
2020-03-16 12:00 | 4.2983 | 210.985
2020-03-16 13:00 | 4.7018 | 207.5245
2020-03-16 14:00 | 5.0796 | 200.3953
2020-03-16 15:00 | 6.0939 | 192.7996
2020-03-16 16:00 | 7.6006 | 192.7114
2020-03-16 17:00 | 8.8964 | 197.642
2020-03-16 18:00 | 9.2061 | 204.612
2020-03-16 19:00 | 9.2924 | 209.9214
2020-03-16 20:00 | 9.4835 | 210.6967
2020-03-16 21:00 | 9.5409 | 212.4682
2020-03-16 22:00 | 9.4887 | 214.4508
2020-03-16 23:00 | 9.1066 | 216.7533
2020-03-17 00:00 | 9.1676 | 217.3795
2020-03-17 01:00 | 9.0275 | 219.3143
2020-03-17 02:00 | 8.6594 | 224.5447
2020-03-17 03:00 | 8.3179 | 230.9806
2020-03-17 04:00 | 7.8483 | 243.3118
2020-03-17 05:00 | 7.7667 | 245.7126
2020-03-17 06:00 | 7.1558 | 251.4357
2020-03-17 07:00 | 6.3207 | 257.9875
2020-03-17 08:00 | 5.1185 | 271.559
2020-03-17 09:00 | 4.6399 | 292.7756
2020-03-17 10:00 | 4.3767 | 307.5868
2020-03-17 11:00 | 5.2709 | 322.4544
2020-03-17 12:00 | 5.3176 | 333.4277
2020-03-17 13:00 | 5.4485 | 346.6007
2020-03-17 14:00 | 5.1342 | 1.3149
2020-03-17 15:00 | 4.888 | 11.0273
2020-03-17 16:00 | 4.6102 | 23.2041
2020-03-17 17:00 | 4.6942 | 29.3226
2020-03-17 18:00 | 4.5295 | 34.4135
2020-03-17 19:00 | 4.3255 | 39.4447
2020-03-17 20:00 | 4.0321 | 48.3605
2020-03-17 21:00 | 3.5199 | 61.0439
2020-03-17 22:00 | 2.9634 | 75.0877
2020-03-17 23:00 | 1.9626 | 85.4787
2020-03-18 00:00 | 0.92265 | 64.5868
2020-03-18 01:00 | 0.77482 | 20.4482
2020-03-18 02:00 | 1.1975 | 1.4281
2020-03-18 03:00 | 1.4216 | 1.4171
2020-03-18 04:00 | 1.1494 | 18.4629
2020-03-18 05:00 | 0.75388 | 52.5099
2020-03-18 06:00 | 0.72267 | 120.8893
2020-03-18 07:00 | 1.0233 | 163.8118
2020-03-18 08:00 | 1.6492 | 180.2073
2020-03-18 09:00 | 2.275 | 207.2123
2020-03-18 10:00 | 2.8901 | 214.4355
2020-03-18 11:00 | 3.5621 | 224.4413
2020-03-18 12:00 | 4.1914 | 232.4639
2020-03-18 13:00 | 4.4288 | 243.5524
2020-03-18 14:00 | 4.4397 | 252.3098
2020-03-18 15:00 | 4.5442 | 250.7772
2020-03-18 16:00 | 5.1163 | 247.2736
2020-03-18 17:00 | 5.7341 | 245.3627
2020-03-18 18:00 | 6.3951 | 245.4855
2020-03-18 19:00 | 6.9477 | 245.8338
2020-03-18 20:00 | 7.4266 | 240.7587
2020-03-18 21:00 | 7.6178 | 243.8272
2020-03-18 22:00 | 7.907 | 249.9641
2020-03-18 23:00 | 8.0129 | 251.0169
2020-03-19 00:00 | 8.0091 | 248.8885
2020-03-19 01:00 | 7.9763 | 250.3242
2020-03-19 02:00 | 8.1083 | 252.8561
2020-03-19 03:00 | 8.1572 | 253.9972
2020-03-19 04:00 | 7.9455 | 257.7139
2020-03-19 05:00 | 7.7513 | 260.6954
2020-03-19 06:00 | 7.247 | 264.3002
2020-03-19 07:00 | 5.7472 | 265.4862
2020-03-19 08:00 | 5.117 | 269.2118
2020-03-19 09:00 | 4.8894 | 273.4911
2020-03-19 10:00 | 4.5864 | 274.3314
2020-03-19 11:00 | 5.0182 | 277.1951
2020-03-19 12:00 | 5.7849 | 279.808
2020-03-19 13:00 | 6.4879 | 286.5282
2020-03-19 14:00 | 6.7019 | 295.248
2020-03-19 15:00 | 6.8608 | 302.048
2020-03-19 16:00 | 7.1251 | 303.8596
2020-03-19 17:00 | 7.7481 | 307.8009
2020-03-19 18:00 | 8.1855 | 314.6007
2020-03-19 19:00 | 7.9848 | 321.0431
2020-03-19 20:00 | 7.7027 | 326.0451
2020-03-19 21:00 | 7.3042 | 330.7455
2020-03-19 22:00 | 6.543 | 333.7748
2020-03-19 23:00 | 6.0962 | 337.1667
2020-03-20 00:00 | 6.2058 | 340.9244
2020-03-20 01:00 | 6.3979 | 348.0298
2020-03-20 02:00 | 6.2005 | 356.2103
2020-03-20 03:00 | 5.9136 | 2.3927
2020-03-20 04:00 | 5.6319 | 7.3221
2020-03-20 05:00 | 5.1291 | 11.1817
2020-03-20 06:00 | 3.7976 | 13.6936
2020-03-20 07:00 | 2.8578 | 16.6483
2020-03-20 08:00 | 2.0439 | 11.1762
2020-03-20 09:00 | 2.0165 | 342.6141
2020-03-20 10:00 | 2.5313 | 318.119
2020-03-20 11:00 | 3.0028 | 317.6409
2020-03-20 12:00 | 2.9949 | 319.1582
2020-03-20 13:00 | 2.8695 | 322.041
2020-03-20 14:00 | 2.5698 | 325.5383
2020-03-20 15:00 | 1.963 | 342.5032
2020-03-20 16:00 | 2.0228 | 10.199
2020-03-20 17:00 | 2.084 | 24.0287
2020-03-20 18:00 | 1.8446 | 49.077
2020-03-20 19:00 | 1.593 | 96.3336
2020-03-20 20:00 | 1.9581 | 143.7626
2020-03-20 21:00 | 2.4402 | 176.8882
2020-03-20 22:00 | 2.0035 | 209.2626
2020-03-20 23:00 | 1.511 | 242.1501
2020-03-21 00:00 | 1.6189 | 297.5848
2020-03-21 01:00 | 3.665 | 328.6398
2020-03-21 02:00 | 5.2273 | 344.8416
2020-03-21 03:00 | 5.6596 | 350.6541
2020-03-21 04:00 | 5.5599 | 352.3256
2020-03-21 05:00 | 4.9465 | 352.9497
2020-03-21 06:00 | 4.2861 | 351.4158
2020-03-21 07:00 | 3.7193 | 349.9229
2020-03-21 08:00 | 3.8722 | 352.5349
2020-03-21 09:00 | 4.751 | 349.7198
2020-03-21 10:00 | 6.1303 | 348.7983
2020-03-21 11:00 | 6.5205 | 350.467
2020-03-21 12:00 | 6.3766 | 353.0172
2020-03-21 13:00 | 6.0234 | 351.2013
2020-03-21 14:00 | 5.6842 | 345.6523
2020-03-21 15:00 | 5.7255 | 348.7346
2020-03-21 16:00 | 5.2408 | 347.3745
2020-03-21 17:00 | 5.314 | 348.8904
2020-03-21 18:00 | 5.8978 | 354.1826
2020-03-21 19:00 | 6.4461 | 358.7654
2020-03-21 20:00 | 6.9823 | 2.9469
2020-03-21 21:00 | 7.1502 | 5.8596
2020-03-21 22:00 | 7.3653 | 3.6311
2020-03-21 23:00 | 7.4051 | 3.5217
2020-03-22 00:00 | 7.1763 | 359.977
2020-03-22 01:00 | 7.0476 | 357.5865
2020-03-22 02:00 | 6.779 | 355.2901
2020-03-22 03:00 | 6.5974 | 352.5563
2020-03-22 04:00 | 6.543 | 350.8045
2020-03-22 05:00 | 6.6524 | 351.1782
2020-03-22 06:00 | 7.3712 | 357.9538
2020-03-22 07:00 | 7.3508 | 2.9961
2020-03-22 08:00 | 6.6603 | 3.6478
2020-03-22 09:00 | 6.1095 | 3.9161
2020-03-22 10:00 | 6.4701 | 349.2965
2020-03-22 11:00 | 7.1123 | 358.3586
2020-03-22 12:00 | 8.0624 | 18.8643
2020-03-22 13:00 | 8.6643 | 34.8705
2020-03-22 14:00 | 8.501 | 41.8475
2020-03-22 15:00 | 7.5493 | 42.6396
2020-03-22 16:00 | 8.1226 | 41.792
2020-03-22 17:00 | 8.1149 | 45.1159
2020-03-22 18:00 | 8.1274 | 46.2287
2020-03-22 19:00 | 7.9015 | 44.2574
2020-03-22 20:00 | 7.5983 | 40.8574
2020-03-22 21:00 | 7.3477 | 37.4379
2020-03-22 22:00 | 6.54 | 47.7981
2020-03-22 23:00 | 6.6788 | 50.5582
2020-03-23 00:00 | 6.7488 | 50.1298
2020-03-23 01:00 | 7.0015 | 48.4031
2020-03-23 02:00 | 7.5277 | 47.1049
2020-03-23 03:00 | 7.4386 | 47.934
2020-03-23 04:00 | 7.2936 | 48.1749
2020-03-23 05:00 | 7.122 | 45.8862
2020-03-23 06:00 | 7.0665 | 48.7518
2020-03-23 07:00 | 6.8207 | 51.1583
2020-03-23 08:00 | 7.3324 | 51.6143
2020-03-23 09:00 | 8.6263 | 54.8899
2020-03-23 10:00 | 6.4282 | 47.2529
2020-03-23 11:00 | 7.087 | 37.5153
2020-03-23 12:00 | 7.9051 | 33.4116
2020-03-23 13:00 | 8.5936 | 32.617
2020-03-23 14:00 | 9.0425 | 35.8267
2020-03-23 15:00 | 8.5204 | 43.7092
2020-03-23 16:00 | 8.0567 | 51.4224
2020-03-23 17:00 | 7.6661 | 56.2656
2020-03-23 18:00 | 6.9817 | 58.9925
2020-03-23 19:00 | 6.1447 | 59.3764
2020-03-23 20:00 | 5.5531 | 54.3294
2020-03-23 21:00 | 5.3744 | 44.8286
2020-03-23 22:00 | 4.7824 | 39.336
2020-03-23 23:00 | 4.9016 | 30.1079
2020-03-24 00:00 | 5.1129 | 21.3005
2020-03-24 01:00 | 5.6473 | 18.0193
2020-03-24 02:00 | 6.0038 | 19.5763
2020-03-24 03:00 | 6.24 | 21.0751
2020-03-24 04:00 | 6.3193 | 24.4065
2020-03-24 05:00 | 6.4384 | 26.9308
2020-03-24 06:00 | 5.4722 | 30.7693
2020-03-24 07:00 | 5.9909 | 38.2357
2020-03-24 08:00 | 7.4695 | 48.217
2020-03-24 09:00 | 6.7451 | 47.0296
2020-03-24 10:00 | 4.8575 | 36.9389
2020-03-24 11:00 | 5.1879 | 33.6483
2020-03-24 12:00 | 5.7663 | 30.5411
2020-03-24 13:00 | 6.2625 | 29.8292
2020-03-24 14:00 | 6.539 | 31.1296
2020-03-24 15:00 | 6.7209 | 33.6514
2020-03-24 16:00 | 6.4357 | 39.2296
2020-03-24 17:00 | 6.6351 | 44.6662
2020-03-24 18:00 | 6.391 | 49.2523
2020-03-24 19:00 | 6.0681 | 52.652
2020-03-24 20:00 | 5.8333 | 55.0225
2020-03-24 21:00 | 5.4841 | 57.2607
2020-03-24 22:00 | 3.8591 | 52.5139
2020-03-24 23:00 | 4.1196 | 42.002
2020-03-25 00:00 | 4.6669 | 29.5302
2020-03-25 01:00 | 5.4755 | 25.871
2020-03-25 02:00 | 5.6618 | 28.6979
2020-03-25 03:00 | 5.6164 | 32.8064
2020-03-25 04:00 | 5.6546 | 37.6373
2020-03-25 05:00 | 5.7886 | 42.2669
2020-03-25 06:00 | 4.8792 | 47.3352
2020-03-25 07:00 | 4.977 | 54.1988
2020-03-25 08:00 | 5.8475 | 66.0127
2020-03-25 09:00 | 5.8617 | 74.5246
2020-03-25 10:00 | 4.2751 | 67.8929
2020-03-25 11:00 | 4.5627 | 61.8405
2020-03-25 12:00 | 4.9419 | 58.5604
2020-03-25 13:00 | 5.4433 | 59.1656
2020-03-25 14:00 | 5.8309 | 62.3859
2020-03-25 15:00 | 5.6654 | 65.0472
2020-03-25 16:00 | 6.0005 | 68.8714
2020-03-25 17:00 | 6.5251 | 73.1095
2020-03-25 18:00 | 6.8252 | 75.0196
2020-03-25 19:00 | 6.6043 | 77.1268
2020-03-25 20:00 | 5.9313 | 81.7295
2020-03-25 21:00 | 5.4933 | 87.132
2020-03-25 22:00 | 4.8773 | 87.8219
2020-03-25 23:00 | 4.93 | 88.6395
2020-03-26 00:00 | 4.8541 | 88.4916
2020-03-26 01:00 | 4.8012 | 87.9749
2020-03-26 02:00 | 4.939 | 87.9928
2020-03-26 03:00 | 5.293 | 83.9929
2020-03-26 04:00 | 5.7222 | 80.8809
2020-03-26 05:00 | 5.8728 | 77.8156
2020-03-26 06:00 | 5.3548 | 78.7027
2020-03-26 07:00 | 4.6394 | 81.3986
2020-03-26 08:00 | 5.3539 | 84.9413
2020-03-26 09:00 | 5.9083 | 89.0457
2020-03-26 10:00 | 4.6745 | 80.49
2020-03-26 11:00 | 4.8599 | 75.7911
2020-03-26 12:00 | 5.3211 | 72.4145
2020-03-26 13:00 | 5.6067 | 70.8975
2020-03-26 14:00 | 5.56 | 70.2898
2020-03-26 15:00 | 5.568 | 65.7162
2020-03-26 16:00 | 6.6015 | 63.7172
2020-03-26 17:00 | 7.3327 | 66.6487
2020-03-26 18:00 | 7.2144 | 69.8774
2020-03-26 19:00 | 6.984 | 72.7487
2020-03-26 20:00 | 7.0627 | 75.6017
2020-03-26 21:00 | 7.221 | 77.6384
2020-03-26 22:00 | 7.1228 | 79.3799
2020-03-26 23:00 | 6.7521 | 82.8841
2020-03-27 00:00 | 6.2292 | 82.3627
2020-03-27 01:00 | 6.0971 | 78.5555
2020-03-27 02:00 | 6.1636 | 74.7869
2020-03-27 03:00 | 6.2396 | 73.5982
2020-03-27 04:00 | 6.2044 | 75.185
2020-03-27 05:00 | 5.8361 | 75.823
2020-03-27 06:00 | 4.9884 | 73.1773
2020-03-27 07:00 | 3.8465 | 67.5675
2020-03-27 08:00 | 4.102 | 65.1578
2020-03-27 09:00 | 4.7347 | 64.9123
2020-03-27 10:00 | 4.4888 | 66.7073
2020-03-27 11:00 | 5.0981 | 65.1134
2020-03-27 12:00 | 5.6044 | 67.503
2020-03-27 13:00 | 6.1323 | 67.7817
2020-03-27 14:00 | 6.2692 | 68.9723
2020-03-27 15:00 | 6.0805 | 69.393
2020-03-27 16:00 | 6.1012 | 66.2163
2020-03-27 17:00 | 6.6195 | 64.8382
2020-03-27 18:00 | 6.8143 | 68.3206
2020-03-27 19:00 | 6.7126 | 72.8489
2020-03-27 20:00 | 6.3949 | 74.4157
2020-03-27 21:00 | 6.1387 | 75.91
2020-03-27 22:00 | 5.8057 | 71.3892
2020-03-27 23:00 | 5.6957 | 68.0935
2020-03-28 00:00 | 5.8361 | 66.2265
2020-03-28 01:00 | 5.9455 | 65.8072
2020-03-28 02:00 | 6.0114 | 66.4019
2020-03-28 03:00 | 6.0846 | 64.1042
2020-03-28 04:00 | 6.1448 | 63.7672
2020-03-28 05:00 | 6.1666 | 65.6692
2020-03-28 06:00 | 5.4154 | 69.5375
2020-03-28 07:00 | 4.3497 | 71.1075
2020-03-28 08:00 | 3.965 | 76.0629
2020-03-28 09:00 | 3.8216 | 74.8961
2020-03-28 10:00 | 3.218 | 74.6781
2020-03-28 11:00 | 3.5271 | 68.005
2020-03-28 12:00 | 3.8864 | 73.4
2020-03-28 13:00 | 3.8476 | 77.9129
2020-03-28 14:00 | 3.894 | 77.8388
2020-03-28 15:00 | 3.9921 | 69.3151
2020-03-28 16:00 | 4.8667 | 64.5688
2020-03-28 17:00 | 5.5128 | 67.7013
2020-03-28 18:00 | 5.3965 | 72.6522
2020-03-28 19:00 | 4.5494 | 79.003
2020-03-28 20:00 | 3.5896 | 86.1297
2020-03-28 21:00 | 2.6545 | 94.9329
2020-03-28 22:00 | 1.6181 | 62.5218
2020-03-28 23:00 | 1.2702 | 21.3297
2020-03-29 00:00 | 1.8124 | 354.9215
2020-03-29 01:00 | 2.8785 | 341.7247
2020-03-29 02:00 | 3.6893 | 335.0434
2020-03-29 03:00 | 4.1219 | 331.7794
2020-03-29 04:00 | 4.1665 | 332.5797
2020-03-29 05:00 | 4.1862 | 332.2936
2020-03-29 06:00 | 3.7516 | 327.9106
2020-03-29 07:00 | 2.5098 | 317.2122
2020-03-29 08:00 | 2.4955 | 318.1442
2020-03-29 09:00 | 2.4977 | 317.4654
2020-03-29 10:00 | 2.2151 | 309.9958
2020-03-29 11:00 | 2.6178 | 302.0672
2020-03-29 12:00 | 3.4052 | 300.1792
2020-03-29 13:00 | 4.2122 | 306.9222
2020-03-29 14:00 | 4.4919 | 316.034
2020-03-29 15:00 | 4.6149 | 315.6821
2020-03-29 16:00 | 5.4099 | 313.6718
2020-03-29 17:00 | 6.4429 | 317.5312
2020-03-29 18:00 | 7.3211 | 324.1358
2020-03-29 19:00 | 7.6823 | 330.3844
2020-03-29 20:00 | 7.3709 | 334.0765
2020-03-29 21:00 | 6.8794 | 331.3838
2020-03-29 22:00 | 6.883 | 331.2491
2020-03-29 23:00 | 7.5629 | 325.7385
2020-03-30 00:00 | 7.8669 | 328.7365
2020-03-30 01:00 | 8.0847 | 332.2099
2020-03-30 02:00 | 8.4263 | 333.0376
2020-03-30 03:00 | 8.7322 | 331.05
2020-03-30 04:00 | 8.8983 | 329.8261
2020-03-30 05:00 | 9.059 | 326.1966
2020-03-30 06:00 | 8.619 | 326.9887
2020-03-30 07:00 | 7.9107 | 325.1666
2020-03-30 08:00 | 7.8755 | 319.0262
2020-03-30 09:00 | 8.2995 | 316.1083
2020-03-30 10:00 | 8.3445 | 316.9872
2020-03-30 11:00 | 8.6317 | 314.8189
2020-03-30 12:00 | 9.0368 | 316.5733
2020-03-30 13:00 | 9.3341 | 320.5334
2020-03-30 14:00 | 8.9599 | 323.6987
2020-03-30 15:00 | 8.4873 | 325.2538
2020-03-30 16:00 | 7.8009 | 325.8597
2020-03-30 17:00 | 7.5123 | 323.5466
2020-03-30 18:00 | 7.686 | 322.0931
2020-03-30 19:00 | 7.5844 | 319.9415
2020-03-30 20:00 | 7.5544 | 316.9092
2020-03-30 21:00 | 7.3727 | 312.3528
2020-03-30 22:00 | 7.779 | 308.6105
2020-03-30 23:00 | 8.1092 | 310.2992
2020-03-31 00:00 | 8.2096 | 312.138
2020-03-31 01:00 | 7.8514 | 311.9463
2020-03-31 02:00 | 7.6566 | 313.1899
2020-03-31 03:00 | 7.5479 | 316.7072
2020-03-31 04:00 | 7.4781 | 323.4127
2020-03-31 05:00 | 7.1923 | 327.4108
2020-03-31 06:00 | 8.3409 | 339.0303
2020-03-31 07:00 | 8.8106 | 345.3225
2020-03-31 08:00 | 9.1377 | 349.8395
2020-03-31 09:00 | 8.787 | 351.7374
2020-03-31 10:00 | 7.7676 | 344.1871
2020-03-31 11:00 | 7.9355 | 345.0793
2020-03-31 12:00 | 8.0014 | 349.7579
2020-03-31 13:00 | 7.9452 | 352.1702
2020-03-31 14:00 | 7.8205 | 352.8557
2020-03-31 15:00 | 7.0517 | 349.8147
2020-03-31 16:00 | 6.1957 | 349.6501
2020-03-31 17:00 | 5.996 | 351.2012
2020-03-31 18:00 | 5.0978 | 355.7534
2020-03-31 19:00 | 3.5782 | 356.8094
2020-03-31 20:00 | 2.0089 | 337.2277
2020-03-31 21:00 | 2.2009 | 296.0422
2020-03-31 22:00 | 3.594 | 278.6274
2020-03-31 23:00 | 4.7826 | 262.7969
2020-04-01 00:00 | 5.8779 | 254.6252
2020-04-01 01:00 | 6.7438 | 254.1537
2020-04-01 02:00 | 7.1199 | 258.3347
2020-04-01 03:00 | 7.2124 | 261.3188
2020-04-01 04:00 | 7.3589 | 264.0294
2020-04-01 05:00 | 7.4624 | 266.2073
2020-04-01 06:00 | 6.5551 | 269.8385
2020-04-01 07:00 | 6.723 | 273.8559
2020-04-01 08:00 | 9.0202 | 280.7884
2020-04-01 09:00 | 9.7683 | 282.8506
2020-04-01 10:00 | 9.0614 | 280.2316
2020-04-01 11:00 | 9.8015 | 282.4616
2020-04-01 12:00 | 9.5315 | 282.1311
2020-04-01 13:00 | 9.0333 | 282.0162
2020-04-01 14:00 | 8.7521 | 282.442
2020-04-01 15:00 | 7.333 | 281.1514
2020-04-01 16:00 | 6.988 | 278.6689
2020-04-01 17:00 | 7.4288 | 281.5832
2020-04-01 18:00 | 7.2703 | 284.2648
2020-04-01 19:00 | 6.8923 | 277.369
2020-04-01 20:00 | 7.0833 | 267.7716
2020-04-01 21:00 | 7.3816 | 261.8796
2020-04-01 22:00 | 7.86 | 262.1113
2020-04-01 23:00 | 7.7413 | 261.0611
2020-04-02 00:00 | 7.7419 | 259.0713
2020-04-02 01:00 | 7.7777 | 255.4573
2020-04-02 02:00 | 7.7369 | 253.1277
2020-04-02 03:00 | 7.7906 | 250.6533
2020-04-02 04:00 | 7.7919 | 249.7946
2020-04-02 05:00 | 7.3347 | 248.8492
2020-04-02 06:00 | 6.1506 | 249.2507
2020-04-02 07:00 | 6.367 | 254.0987
2020-04-02 08:00 | 6.8189 | 257.6735
2020-04-02 09:00 | 7.6215 | 261.1165
2020-04-02 10:00 | 7.0736 | 256.2862
2020-04-02 11:00 | 7.5529 | 258.0407
2020-04-02 12:00 | 7.7848 | 260.6724
2020-04-02 13:00 | 7.797 | 263.0536
2020-04-02 14:00 | 7.4799 | 264.708
2020-04-02 15:00 | 6.5624 | 264.5949
2020-04-02 16:00 | 5.7758 | 259.6593
2020-04-02 17:00 | 5.7991 | 255.0246
2020-04-02 18:00 | 5.9194 | 250.8989
2020-04-02 19:00 | 6.2908 | 243.4729
2020-04-02 20:00 | 6.8127 | 237.506
2020-04-02 21:00 | 7.0132 | 232.4306
2020-04-02 22:00 | 7.2213 | 227.482
2020-04-02 23:00 | 7.3752 | 228.5859
2020-04-03 00:00 | 7.4814 | 228.0819
2020-04-03 01:00 | 7.5607 | 226.0991
2020-04-03 02:00 | 7.6397 | 225.2629
2020-04-03 03:00 | 7.6357 | 225.725
2020-04-03 04:00 | 7.6027 | 223.3662
2020-04-03 05:00 | 7.1276 | 219.7958
2020-04-03 06:00 | 5.9955 | 218.5023
2020-04-03 07:00 | 5.457 | 221.0753
2020-04-03 08:00 | 5.6638 | 222.405
2020-04-03 09:00 | 6.3194 | 225.1948
2020-04-03 10:00 | 5.8257 | 218.9071
2020-04-03 11:00 | 6.6788 | 224.9813
2020-04-03 12:00 | 7.1679 | 233.0997
2020-04-03 13:00 | 7.3866 | 242.3504
2020-04-03 14:00 | 7.5305 | 250.1725
2020-04-03 15:00 | 6.8844 | 253.3893
2020-04-03 16:00 | 6.4986 | 248.7713
2020-04-03 17:00 | 6.7572 | 250.3616
2020-04-03 18:00 | 6.8372 | 267.7397
2020-04-03 19:00 | 7.0561 | 292.8694
2020-04-03 20:00 | 6.7472 | 307.0192
2020-04-03 21:00 | 6.3364 | 308.8341
2020-04-03 22:00 | 6.7439 | 305.6865
2020-04-03 23:00 | 6.515 | 298.5193
2020-04-04 00:00 | 6.6822 | 293.5788
2020-04-04 01:00 | 6.9037 | 293.2898
2020-04-04 02:00 | 6.9074 | 293.7423
2020-04-04 03:00 | 7.007 | 296.3546
2020-04-04 04:00 | 6.99 | 301.9828
2020-04-04 05:00 | 6.425 | 307.9757
2020-04-04 06:00 | 4.751 | 311.9316
2020-04-04 07:00 | 4.2997 | 317.1012
2020-04-04 08:00 | 5.3611 | 314.1051
2020-04-04 09:00 | 5.3956 | 310.1063
2020-04-04 10:00 | 5.0901 | 301.9744
2020-04-04 11:00 | 5.5684 | 300.0655
2020-04-04 12:00 | 6.4595 | 300.2379
2020-04-04 13:00 | 6.8967 | 299.7143
2020-04-04 14:00 | 7.3137 | 303.1773
2020-04-04 15:00 | 7.1376 | 314.8878
2020-04-04 16:00 | 6.7212 | 325.0038
2020-04-04 17:00 | 6.5065 | 332.3413
2020-04-04 18:00 | 6.4629 | 338.5638
2020-04-04 19:00 | 6.1518 | 346.3693
2020-04-04 20:00 | 5.7583 | 354.0675
2020-04-04 21:00 | 4.971 | 358.1713
2020-04-04 22:00 | 4.2514 | 355.1932
2020-04-04 23:00 | 3.9907 | 345.1067
2020-04-05 00:00 | 4.276 | 334.6631
2020-04-05 01:00 | 4.7706 | 331.3699
2020-04-05 02:00 | 5.1178 | 331.8518
2020-04-05 03:00 | 5.2931 | 332.5242
2020-04-05 04:00 | 5.396 | 335.495
2020-04-05 05:00 | 5.1667 | 338.3899
2020-04-05 06:00 | 3.7776 | 336.1172
2020-04-05 07:00 | 3.4677 | 337.3993
2020-04-05 08:00 | 4.7234 | 336.2717
2020-04-05 09:00 | 6.5622 | 338.3905
2020-04-05 10:00 | 6.9706 | 323.2137
2020-04-05 11:00 | 7.528 | 332.292
2020-04-05 12:00 | 7.5864 | 339.9747
2020-04-05 13:00 | 7.5034 | 347.3809
2020-04-05 14:00 | 7.1287 | 354.481
2020-04-05 15:00 | 6.5992 | 0.37519
2020-04-05 16:00 | 5.8277 | 3.9322
2020-04-05 17:00 | 6.2289 | 5.3598
2020-04-05 18:00 | 6.4626 | 10.185
2020-04-05 19:00 | 6.2588 | 15.284
2020-04-05 20:00 | 6.2137 | 21.4504
2020-04-05 21:00 | 5.8929 | 25.3462
2020-04-05 22:00 | 5.7424 | 30.5379
2020-04-05 23:00 | 5.1321 | 36.6162
2020-04-06 00:00 | 4.6342 | 44.5885
2020-04-06 01:00 | 4.186 | 56.9845
2020-04-06 02:00 | 3.5069 | 72.2464
2020-04-06 03:00 | 2.7462 | 91.6761
2020-04-06 04:00 | 2.1059 | 128.8046
2020-04-06 05:00 | 2.1587 | 167.2941
2020-04-06 06:00 | 2.3906 | 194.4829
2020-04-06 07:00 | 2.1451 | 199.4014
2020-04-06 08:00 | 2.1137 | 216.6187
2020-04-06 09:00 | 2.0645 | 239.6022
2020-04-06 10:00 | 3.17 | 261.2842
2020-04-06 11:00 | 3.0672 | 272.625
2020-04-06 12:00 | 2.9349 | 280.6456
2020-04-06 13:00 | 2.6779 | 289.2772
2020-04-06 14:00 | 2.2518 | 296.8833
2020-04-06 15:00 | 1.6709 | 310.3948
2020-04-06 16:00 | 0.96428 | 350.9348
2020-04-06 17:00 | 0.85714 | 71.7473
2020-04-06 18:00 | 1.5502 | 116.1181
2020-04-06 19:00 | 2.5049 | 140.252
2020-04-06 20:00 | 3.4773 | 153.2727
2020-04-06 21:00 | 4.3699 | 161.7147
2020-04-06 22:00 | 4.9752 | 160.8429
2020-04-06 23:00 | 5.123 | 171.5484
2020-04-07 00:00 | 4.9488 | 181.0936
2020-04-07 01:00 | 4.6718 | 191.3057
2020-04-07 02:00 | 4.1707 | 201.4545
2020-04-07 03:00 | 3.5043 | 210.9594
2020-04-07 04:00 | 2.6822 | 215.2094
2020-04-07 05:00 | 2.2062 | 202.8403
2020-04-07 06:00 | 2.4279 | 183.1614
2020-04-07 07:00 | 2.1259 | 163.9422
2020-04-07 08:00 | 2.7355 | 165.4536
2020-04-07 09:00 | 3.135 | 177.5483
2020-04-07 10:00 | 3.2684 | 206.2605
2020-04-07 11:00 | 3.1493 | 212.1018
2020-04-07 12:00 | 3.0457 | 219.6844
2020-04-07 13:00 | 2.8864 | 227.1935
2020-04-07 14:00 | 2.8156 | 232.2017
2020-04-07 15:00 | 2.8235 | 229.5183
2020-04-07 16:00 | 3.1956 | 214.9668
2020-04-07 17:00 | 4.3353 | 209.0456
2020-04-07 18:00 | 5.6359 | 208.8298
2020-04-07 19:00 | 6.6314 | 212.7409
2020-04-07 20:00 | 7.4108 | 219.1223
2020-04-07 21:00 | 8.0855 | 222.1656
2020-04-07 22:00 | 8.4815 | 225.1405
2020-04-07 23:00 | 8.7726 | 231.7078
2020-04-08 00:00 | 9.1725 | 235.7967
2020-04-08 01:00 | 9.4425 | 238.3461
2020-04-08 02:00 | 9.3297 | 243.9629
2020-04-08 03:00 | 9.3279 | 248.0498
2020-04-08 04:00 | 9.2432 | 252.1836
2020-04-08 05:00 | 8.5886 | 257.3366
2020-04-08 06:00 | 7.2437 | 265.3885
2020-04-08 07:00 | 6.4452 | 279.7808
2020-04-08 08:00 | 6.2451 | 292.1401
2020-04-08 09:00 | 6.3507 | 299.4905
2020-04-08 10:00 | 6.9208 | 295.1807
2020-04-08 11:00 | 7.9642 | 301.5486
2020-04-08 12:00 | 8.9024 | 309.2929
2020-04-08 13:00 | 8.8672 | 318.8598
2020-04-08 14:00 | 8.3182 | 329.5602
2020-04-08 15:00 | 7.4677 | 341.156
2020-04-08 16:00 | 6.9215 | 349.9233
2020-04-08 17:00 | 6.9936 | 356.2174
2020-04-08 18:00 | 6.9736 | 3.8169
2020-04-08 19:00 | 6.5992 | 11.2653
2020-04-08 20:00 | 6.0565 | 19.6821
2020-04-08 21:00 | 5.3155 | 28.4047
2020-04-08 22:00 | 5.0863 | 37.1035
2020-04-08 23:00 | 4.5833 | 52.0043
2020-04-09 00:00 | 3.9955 | 72.117
2020-04-09 01:00 | 3.7103 | 94.5917
2020-04-09 02:00 | 3.7253 | 119.2322
2020-04-09 03:00 | 3.6945 | 138.8516
2020-04-09 04:00 | 3.7579 | 157.9331
2020-04-09 05:00 | 4.0958 | 176.5046
2020-04-09 06:00 | 3.2503 | 188.653
2020-04-09 07:00 | 3.2973 | 201.9825
2020-04-09 08:00 | 3.2413 | 226.9683
2020-04-09 09:00 | 3.4934 | 245.6357
2020-04-09 10:00 | 3.9563 | 243.2245
2020-04-09 11:00 | 4.2488 | 245.8306
2020-04-09 12:00 | 4.5005 | 252.7393
2020-04-09 13:00 | 4.7553 | 262.1413
2020-04-09 14:00 | 5.0062 | 268.339
2020-04-09 15:00 | 4.9577 | 273.4523
2020-04-09 16:00 | 4.1825 | 268.101
2020-04-09 17:00 | 4.0353 | 254.723
2020-04-09 18:00 | 4.6118 | 243.7391
2020-04-09 19:00 | 5.6551 | 241.9845
2020-04-09 20:00 | 6.5472 | 247.6125
2020-04-09 21:00 | 7.012 | 254.4823
2020-04-09 22:00 | 7.1673 | 267.7999
2020-04-09 23:00 | 7.5287 | 273.7158
2020-04-10 00:00 | 7.8916 | 290.0955
2020-04-10 01:00 | 7.8536 | 312.5255
2020-04-10 02:00 | 7.9569 | 329.2919
2020-04-10 03:00 | 8.0154 | 330.9943
2020-04-10 04:00 | 8.1562 | 325.4483
2020-04-10 05:00 | 8.1581 | 321.8646
2020-04-10 06:00 | 8.3008 | 327.1328
2020-04-10 07:00 | 8.7154 | 334.4601
2020-04-10 08:00 | 9.5168 | 336.3026
2020-04-10 09:00 | 10.0051 | 337.7972
2020-04-10 10:00 | 9.4973 | 329.3031
2020-04-10 11:00 | 9.7943 | 329.4527
2020-04-10 12:00 | 10.0686 | 332.4033
2020-04-10 13:00 | 10.1645 | 335.8907
2020-04-10 14:00 | 9.6282 | 339.5205
2020-04-10 15:00 | 9.409 | 341.8146
2020-04-10 16:00 | 8.5941 | 345.488
2020-04-10 17:00 | 8.206 | 349.9812
2020-04-10 18:00 | 7.8957 | 355.5971
2020-04-10 19:00 | 7.1443 | 359.3927
2020-04-10 20:00 | 5.979 | 358.0951
2020-04-10 21:00 | 5.081 | 349.1435
2020-04-10 22:00 | 5.0681 | 331.7973
2020-04-10 23:00 | 5.2855 | 319.2826
2020-04-11 00:00 | 5.4517 | 311.6812
2020-04-11 01:00 | 5.5593 | 308.2259
2020-04-11 02:00 | 5.5332 | 305.9284
2020-04-11 03:00 | 5.7491 | 306.7688
2020-04-11 04:00 | 5.9592 | 308.1762
2020-04-11 05:00 | 5.271 | 305.5368
2020-04-11 06:00 | 4.0625 | 300.9814
2020-04-11 07:00 | 4.8692 | 305.054
2020-04-11 08:00 | 6.2233 | 314.4447
2020-04-11 09:00 | 8.2684 | 319.9381
2020-04-11 10:00 | 8.3014 | 314.0338
2020-04-11 11:00 | 9.0882 | 314.2229
2020-04-11 12:00 | 9.6285 | 317.7945
2020-04-11 13:00 | 10.0097 | 324.2906
2020-04-11 14:00 | 9.8577 | 332.0645
2020-04-11 15:00 | 9.3746 | 339.5637
2020-04-11 16:00 | 8.3522 | 347.0195
2020-04-11 17:00 | 7.9813 | 355.5017
2020-04-11 18:00 | 7.7892 | 4.6361
2020-04-11 19:00 | 7.496 | 10.9122
2020-04-11 20:00 | 6.9235 | 13.3145
2020-04-11 21:00 | 6.2929 | 17.414
2020-04-11 22:00 | 6.2626 | 29.5222
2020-04-11 23:00 | 5.5717 | 46.0173
2020-04-12 00:00 | 4.8812 | 58.8934
2020-04-12 01:00 | 4.3499 | 73.0775
2020-04-12 02:00 | 3.818 | 87.7093
2020-04-12 03:00 | 3.087 | 109.1577
2020-04-12 04:00 | 2.586 | 142.3288
2020-04-12 05:00 | 2.8409 | 174.0673
2020-04-12 06:00 | 2.4964 | 179.8911
2020-04-12 07:00 | 2.0957 | 178.4191
2020-04-12 08:00 | 1.8438 | 183.3248
2020-04-12 09:00 | 2.3205 | 193.8199
2020-04-12 10:00 | 2.9128 | 229.8518
2020-04-12 11:00 | 3.0314 | 228.6798
2020-04-12 12:00 | 3.0992 | 224.7662
2020-04-12 13:00 | 2.9816 | 221.4699
2020-04-12 14:00 | 3.0918 | 216.5579
2020-04-12 15:00 | 3.325 | 212.032
2020-04-12 16:00 | 3.4616 | 201.7288
2020-04-12 17:00 | 4.5042 | 183.0068
2020-04-12 18:00 | 6.2315 | 176.7411
2020-04-12 19:00 | 7.5545 | 174.9446
2020-04-12 20:00 | 8.2797 | 176.4105
2020-04-12 21:00 | 8.6922 | 179.6485
2020-04-12 22:00 | 8.5604 | 181.8904
2020-04-12 23:00 | 8.7788 | 185.2982
2020-04-13 00:00 | 8.7119 | 188.4056
2020-04-13 01:00 | 8.7585 | 193.1635
2020-04-13 02:00 | 8.9218 | 199.5755
2020-04-13 03:00 | 8.9371 | 204.5011
2020-04-13 04:00 | 8.8024 | 206.6962
2020-04-13 05:00 | 8.6766 | 206.9503
2020-04-13 06:00 | 7.2238 | 207.6046
2020-04-13 07:00 | 7.1622 | 209.8833
2020-04-13 08:00 | 7.4482 | 211.4178
2020-04-13 09:00 | 7.9049 | 213.2936
2020-04-13 10:00 | 8.15 | 216.4419
2020-04-13 11:00 | 8.9044 | 225.9793
2020-04-13 12:00 | 9.9103 | 236.7975
2020-04-13 13:00 | 10.2947 | 236.0619
2020-04-13 14:00 | 10.1815 | 232.4861
2020-04-13 15:00 | 8.9052 | 230.6647
2020-04-13 16:00 | 7.7029 | 236.5655
2020-04-13 17:00 | 7.4414 | 240.5955
2020-04-13 18:00 | 7.0257 | 223.7014
2020-04-13 19:00 | 7.4283 | 201.3924
2020-04-13 20:00 | 8.0553 | 207.7319
2020-04-13 21:00 | 7.927 | 234.8293
2020-04-13 22:00 | 6.387 | 269.636
2020-04-13 23:00 | 5.8615 | 301.079
2020-04-14 00:00 | 7.3614 | 330.2435
2020-04-14 01:00 | 7.6934 | 340.3891
2020-04-14 02:00 | 7.2134 | 337.1809
2020-04-14 03:00 | 8.2094 | 335.7328
2020-04-14 04:00 | 8.4029 | 340.1543
2020-04-14 05:00 | 8.1006 | 342.9509
2020-04-14 06:00 | 6.8887 | 344.482
2020-04-14 07:00 | 6.811 | 338.7892
2020-04-14 08:00 | 6.0928 | 335.37
2020-04-14 09:00 | 5.3303 | 338.5468
2020-04-14 10:00 | 5.9726 | 347.7745
2020-04-14 11:00 | 6.006 | 348.4902
2020-04-14 12:00 | 5.7305 | 348.2113
2020-04-14 13:00 | 5.1686 | 348.4343
2020-04-14 14:00 | 5.1038 | 340.4479
2020-04-14 15:00 | 5.6623 | 334.9279
2020-04-14 16:00 | 5.4554 | 330.3697
2020-04-14 17:00 | 5.2076 | 318.9297
2020-04-14 18:00 | 5.352 | 308.8679
2020-04-14 19:00 | 6.2287 | 305.9188
2020-04-14 20:00 | 6.9044 | 302.8306
2020-04-14 21:00 | 7.3197 | 302.923
2020-04-14 22:00 | 8.2807 | 299.104
2020-04-14 23:00 | 8.3304 | 299.2914
2020-04-15 00:00 | 8.1887 | 298.4268
2020-04-15 01:00 | 7.911 | 294.5386
2020-04-15 02:00 | 8.1226 | 291.8843
2020-04-15 03:00 | 8.3501 | 290.5424
2020-04-15 04:00 | 7.869 | 284.1726
2020-04-15 05:00 | 7.4289 | 280.4045
2020-04-15 06:00 | 9.4478 | 289.7866
2020-04-15 07:00 | 10.151 | 291.6321
2020-04-15 08:00 | 9.3637 | 288.2773
2020-04-15 09:00 | 9.2671 | 285.695
2020-04-15 10:00 | 10.2271 | 284.7963
2020-04-15 11:00 | 10.1172 | 283.5695
2020-04-15 12:00 | 10.6536 | 282.6092
2020-04-15 13:00 | 11.6015 | 282.9141
2020-04-15 14:00 | 11.4282 | 286.4567
2020-04-15 15:00 | 11.9121 | 285.3467
2020-04-15 16:00 | 11.8723 | 286.0989
2020-04-15 17:00 | 10.2549 | 286.6001
2020-04-15 18:00 | 9.135 | 285.4232
2020-04-15 19:00 | 9.0806 | 287.5152
2020-04-15 20:00 | 9.1272 | 287.1537
2020-04-15 21:00 | 8.9709 | 285.7019
2020-04-15 22:00 | 9.2498 | 286.9829
2020-04-15 23:00 | 8.767 | 283.4818
2020-04-16 00:00 | 8.5403 | 282.1902
2020-04-16 01:00 | 8.2831 | 278.7508
2020-04-16 02:00 | 8.3343 | 271.9003
2020-04-16 03:00 | 8.4472 | 267.7022
2020-04-16 04:00 | 8.5163 | 262.7499
2020-04-16 05:00 | 8.0699 | 250.9332
2020-04-16 06:00 | 9.9855 | 251.5182
2020-04-16 07:00 | 11.5831 | 258.7376
2020-04-16 08:00 | 12.1608 | 259.3957
2020-04-16 09:00 | 13.2215 | 256.9338
2020-04-16 10:00 | 14.3512 | 252.8432
2020-04-16 11:00 | 15.4361 | 258.6609
2020-04-16 12:00 | 15.8506 | 265.7985
2020-04-16 13:00 | 15.6767 | 272.3847
2020-04-16 14:00 | 15.3418 | 278.7385
2020-04-16 15:00 | 14.0672 | 282.4163
2020-04-16 16:00 | 12.9695 | 285.4577
2020-04-16 17:00 | 12.1698 | 291.3068
2020-04-16 18:00 | 11.2371 | 304.4775
2020-04-16 19:00 | 10.5877 | 319.5589
2020-04-16 20:00 | 10.0423 | 326.2083
2020-04-16 21:00 | 9.1677 | 323.6307
2020-04-16 22:00 | 8.1047 | 315.9093
2020-04-16 23:00 | 7.9657 | 306.4616
2020-04-17 00:00 | 7.9843 | 302.3562
2020-04-17 01:00 | 7.796 | 301.3699
2020-04-17 02:00 | 7.7737 | 301.4849
2020-04-17 03:00 | 7.6242 | 302.535
2020-04-17 04:00 | 7.1428 | 305.2105
2020-04-17 05:00 | 6.3832 | 308.3145
2020-04-17 06:00 | 6.7202 | 314.9074
2020-04-17 07:00 | 6.3074 | 310.8328
2020-04-17 08:00 | 6.4535 | 306.3324
2020-04-17 09:00 | 6.7276 | 303.9929
2020-04-17 10:00 | 7.0418 | 302.3133
2020-04-17 11:00 | 7.3415 | 302.6026
2020-04-17 12:00 | 8.6654 | 299.3611
2020-04-17 13:00 | 9.4325 | 297.0076
2020-04-17 14:00 | 9.1368 | 296.6544
2020-04-17 15:00 | 9.6631 | 304.4575
2020-04-17 16:00 | 9.2724 | 336.9961
2020-04-17 17:00 | 8.8385 | 351.0745
2020-04-17 18:00 | 5.9142 | 342.2458
2020-04-17 19:00 | 4.9269 | 318.75
2020-04-17 20:00 | 4.8327 | 306.4942
2020-04-17 21:00 | 5.0467 | 309.791
2020-04-17 22:00 | 5.5019 | 332.2227
2020-04-17 23:00 | 5.5648 | 334.6138
2020-04-18 00:00 | 5.2278 | 326.9308
2020-04-18 01:00 | 5.0205 | 315.2011
2020-04-18 02:00 | 5.4628 | 307.5937
2020-04-18 03:00 | 5.8497 | 311.174
2020-04-18 04:00 | 5.7707 | 319.7893
2020-04-18 05:00 | 4.298 | 324.3415
2020-04-18 06:00 | 3.7282 | 330.0876
2020-04-18 07:00 | 4.0851 | 310.5097
2020-04-18 08:00 | 4.9458 | 301.9879
2020-04-18 09:00 | 5.4704 | 301.735
2020-04-18 10:00 | 5.7499 | 294.3822
2020-04-18 11:00 | 6.653 | 300.135
2020-04-18 12:00 | 7.2286 | 300.5838
2020-04-18 13:00 | 7.571 | 302.8439
2020-04-18 14:00 | 7.6918 | 307.8498
2020-04-18 15:00 | 7.6542 | 315.9589
2020-04-18 16:00 | 6.9523 | 329.981
2020-04-18 17:00 | 6.5258 | 342.8009
2020-04-18 18:00 | 6.2963 | 351.6173
2020-04-18 19:00 | 5.692 | 358.1447
2020-04-18 20:00 | 4.6149 | 356.6977
2020-04-18 21:00 | 3.3495 | 348.9978
2020-04-18 22:00 | 3.0579 | 350.3318
2020-04-18 23:00 | 2.8296 | 335.7629
2020-04-19 00:00 | 2.9525 | 325.0655
2020-04-19 01:00 | 3.242 | 313.2716
2020-04-19 02:00 | 3.8961 | 301.3473
2020-04-19 03:00 | 4.9336 | 296.1282
2020-04-19 04:00 | 5.3696 | 293.1761
2020-04-19 05:00 | 4.5711 | 288.8851
2020-04-19 06:00 | 3.5565 | 286.5314
2020-04-19 07:00 | 3.8092 | 287.7872
2020-04-19 08:00 | 4.6665 | 303.1599
2020-04-19 09:00 | 5.1173 | 300.5041
2020-04-19 10:00 | 5.2495 | 295.4505
2020-04-19 11:00 | 5.5808 | 295.532
2020-04-19 12:00 | 5.9672 | 296.6978
2020-04-19 13:00 | 6.4505 | 296.7077
2020-04-19 14:00 | 6.7476 | 297.4368
2020-04-19 15:00 | 7.3362 | 309.1452
2020-04-19 16:00 | 7.4205 | 332.9257
2020-04-19 17:00 | 8.3 | 352.8874
2020-04-19 18:00 | 8.1887 | 1.207
2020-04-19 19:00 | 7.4492 | 2.6709
2020-04-19 20:00 | 7.1227 | 0.51099
2020-04-19 21:00 | 7.0852 | 357.7956
2020-04-19 22:00 | 7.4461 | 349.7033
2020-04-19 23:00 | 7.0981 | 350.5996
2020-04-20 00:00 | 6.9589 | 351.0124
2020-04-20 01:00 | 7.0114 | 350.0658
2020-04-20 02:00 | 7.0113 | 348.6822
2020-04-20 03:00 | 7.0155 | 346.5441
2020-04-20 04:00 | 6.9383 | 344.503
2020-04-20 05:00 | 6.1177 | 344.1815
2020-04-20 06:00 | 6.0839 | 346.9113
2020-04-20 07:00 | 7.3161 | 353.9148
2020-04-20 08:00 | 8.2487 | 357.6232
2020-04-20 09:00 | 8.1054 | 355.3482
2020-04-20 10:00 | 8.4147 | 349.5004
2020-04-20 11:00 | 8.4762 | 348.1086
2020-04-20 12:00 | 8.3564 | 347.2897
2020-04-20 13:00 | 8.2296 | 346.2956
2020-04-20 14:00 | 8.0407 | 346.5093
2020-04-20 15:00 | 7.9171 | 348.132
2020-04-20 16:00 | 7.6184 | 350.1356
2020-04-20 17:00 | 6.775 | 351.4919
2020-04-20 18:00 | 6.4789 | 353.0044
2020-04-20 19:00 | 6.2985 | 355.153
2020-04-20 20:00 | 6.0719 | 354.3019
2020-04-20 21:00 | 5.8723 | 351.2392
2020-04-20 22:00 | 6.2406 | 348.0214
2020-04-20 23:00 | 6.2021 | 346.4066
2020-04-21 00:00 | 6.2866 | 345.4472
2020-04-21 01:00 | 6.2175 | 342.7695
2020-04-21 02:00 | 6.2831 | 341.9378
2020-04-21 03:00 | 6.3953 | 341.6697
2020-04-21 04:00 | 6.2356 | 342.7348
2020-04-21 05:00 | 5.0182 | 346.5197
2020-04-21 06:00 | 4.938 | 354.2562
2020-04-21 07:00 | 5.337 | 0.82892
2020-04-21 08:00 | 6.6894 | 11.757
2020-04-21 09:00 | 6.371 | 13.6259
2020-04-21 10:00 | 5.5237 | 3.2947
2020-04-21 11:00 | 5.6952 | 358.2537
2020-04-21 12:00 | 6.1835 | 354.9211
2020-04-21 13:00 | 7.1145 | 354.0426
2020-04-21 14:00 | 7.5828 | 357.1194
2020-04-21 15:00 | 7.415 | 1.7413
2020-04-21 16:00 | 7.0112 | 0.40663
2020-04-21 17:00 | 6.5729 | 0.93298
2020-04-21 18:00 | 5.8291 | 0.93669
2020-04-21 19:00 | 5.4721 | 359.6333
2020-04-21 20:00 | 5.0951 | 356.9913
2020-04-21 21:00 | 4.725 | 352.8639
2020-04-21 22:00 | 5.1901 | 343.6563
2020-04-21 23:00 | 5.1064 | 336.5569
2020-04-22 00:00 | 5.0621 | 328.4959
2020-04-22 01:00 | 5.2906 | 318.6357
2020-04-22 02:00 | 5.7169 | 311.6165
2020-04-22 03:00 | 6.0861 | 310.9288
2020-04-22 04:00 | 6.311 | 314.2293
2020-04-22 05:00 | 6.3323 | 317.4055
2020-04-22 06:00 | 6.3876 | 324.0247
2020-04-22 07:00 | 7.7243 | 335.2659
2020-04-22 08:00 | 7.4897 | 338.9589
2020-04-22 09:00 | 7.6158 | 343.8974
2020-04-22 10:00 | 7.7245 | 337.3027
2020-04-22 11:00 | 8.3164 | 339.61
2020-04-22 12:00 | 8.2439 | 341.9155
2020-04-22 13:00 | 8.3846 | 346.1245
2020-04-22 14:00 | 8.5143 | 351.3635
2020-04-22 15:00 | 8.2359 | 354.0265
2020-04-22 16:00 | 7.2841 | 356.9086
2020-04-22 17:00 | 6.7934 | 0.3938
2020-04-22 18:00 | 6.5488 | 2.9491
2020-04-22 19:00 | 6.2239 | 2.4875
2020-04-22 20:00 | 5.8651 | 359.0807
2020-04-22 21:00 | 5.412 | 356.2415
2020-04-22 22:00 | 5.9551 | 2.8994
2020-04-22 23:00 | 5.5665 | 10.4026
2020-04-23 00:00 | 4.707 | 14.3051
2020-04-23 01:00 | 3.777 | 14.6489
2020-04-23 02:00 | 2.92 | 4.8121
2020-04-23 03:00 | 2.3515 | 350.227
2020-04-23 04:00 | 2.3688 | 337.0251
2020-04-23 05:00 | 2.5278 | 330.528
2020-04-23 06:00 | 1.4839 | 313.0658
2020-04-23 07:00 | 2.0311 | 299.1718
2020-04-23 08:00 | 3.9912 | 321.5634
2020-04-23 09:00 | 4.3028 | 326.6642
2020-04-23 10:00 | 4.761 | 308.6795
2020-04-23 11:00 | 5.0732 | 310.5809
2020-04-23 12:00 | 5.4038 | 312.3023
2020-04-23 13:00 | 5.8198 | 312.111
2020-04-23 14:00 | 6.3354 | 305.3681
2020-04-23 15:00 | 7.017 | 302.4663
2020-04-23 16:00 | 6.4073 | 302.0901
2020-04-23 17:00 | 5.4506 | 298.8464
2020-04-23 18:00 | 4.9959 | 290.1489
2020-04-23 19:00 | 5.2439 | 281.9442
2020-04-23 20:00 | 5.8456 | 281.4321
2020-04-23 21:00 | 6.3411 | 287.9461
2020-04-23 22:00 | 5.8751 | 295.1175
2020-04-23 23:00 | 5.7812 | 295.1671
2020-04-24 00:00 | 5.8922 | 290.7739
2020-04-24 01:00 | 6.2583 | 286.2313
2020-04-24 02:00 | 6.7002 | 284.6944
2020-04-24 03:00 | 6.9061 | 285.957
2020-04-24 04:00 | 6.8274 | 284.2476
2020-04-24 05:00 | 5.9275 | 281.6804
2020-04-24 06:00 | 5.177 | 282.2439
2020-04-24 07:00 | 5.6927 | 285.2629
2020-04-24 08:00 | 6.1375 | 287.2995
2020-04-24 09:00 | 6.6537 | 293.6192
2020-04-24 10:00 | 6.2004 | 283.3995
2020-04-24 11:00 | 6.6087 | 278.8848
2020-04-24 12:00 | 6.7096 | 276.7758
2020-04-24 13:00 | 6.8533 | 277.6648
2020-04-24 14:00 | 7.1619 | 279.5107
2020-04-24 15:00 | 6.715 | 283.5247
2020-04-24 16:00 | 5.2558 | 288.7052
2020-04-24 17:00 | 4.1593 | 288.3934
2020-04-24 18:00 | 3.9973 | 278.9965
2020-04-24 19:00 | 4.4388 | 272.3386
2020-04-24 20:00 | 4.7122 | 266.361
2020-04-24 21:00 | 4.7637 | 257.5068
2020-04-24 22:00 | 6.0159 | 258.5299
2020-04-24 23:00 | 5.6673 | 253.7917
2020-04-25 00:00 | 5.8597 | 244.251
2020-04-25 01:00 | 6.2571 | 238.0347
2020-04-25 02:00 | 5.7987 | 232.055
2020-04-25 03:00 | 6.2307 | 221.5861
2020-04-25 04:00 | 6.8906 | 221.4867
2020-04-25 05:00 | 6.7505 | 224.4544
2020-04-25 06:00 | 6.2616 | 230.5884
2020-04-25 07:00 | 6.6932 | 236.9702
2020-04-25 08:00 | 6.541 | 243.9275
2020-04-25 09:00 | 5.7936 | 243.1859
2020-04-25 10:00 | 7.5923 | 247.1755
2020-04-25 11:00 | 7.4217 | 251.7698
2020-04-25 12:00 | 7.4074 | 258.8563
2020-04-25 13:00 | 6.6661 | 252.5955
2020-04-25 14:00 | 6.7414 | 257.3004
2020-04-25 15:00 | 6.2724 | 280.2692
2020-04-25 16:00 | 5.2738 | 291.8984
2020-04-25 17:00 | 4.1179 | 313.8097
2020-04-25 18:00 | 3.7508 | 342.4483
2020-04-25 19:00 | 4.2577 | 355.8994
2020-04-25 20:00 | 5.3673 | 348.9697
2020-04-25 21:00 | 6.417 | 340.2874
2020-04-25 22:00 | 6.8601 | 346.8402
2020-04-25 23:00 | 7.5386 | 348.2135
2020-04-26 00:00 | 9.5924 | 352.4863
2020-04-26 01:00 | 11.4235 | 350.6799
2020-04-26 02:00 | 12.0309 | 346.0811
2020-04-26 03:00 | 11.4275 | 342.881
2020-04-26 04:00 | 10.5594 | 339.283
2020-04-26 05:00 | 9.5829 | 330.4328
2020-04-26 06:00 | 9.9826 | 329.4279
2020-04-26 07:00 | 10.2133 | 332.922
2020-04-26 08:00 | 10.6763 | 337.9906
2020-04-26 09:00 | 10.4243 | 336.114
2020-04-26 10:00 | 10.6519 | 335.2389
2020-04-26 11:00 | 10.1544 | 331.206
2020-04-26 12:00 | 9.6887 | 330.3087
2020-04-26 13:00 | 9.202 | 329.0415
2020-04-26 14:00 | 9.7794 | 323.6678
2020-04-26 15:00 | 10.4207 | 319.5723
2020-04-26 16:00 | 10.0809 | 319.9269
2020-04-26 17:00 | 8.5859 | 322.7319
2020-04-26 18:00 | 7.1342 | 325.26
2020-04-26 19:00 | 6.4321 | 323.0756
2020-04-26 20:00 | 6.2518 | 319.018
2020-04-26 21:00 | 6.4825 | 315.5051
2020-04-26 22:00 | 7.0318 | 312.795
2020-04-26 23:00 | 6.7989 | 313.6323
2020-04-27 00:00 | 6.7321 | 311.3889
2020-04-27 01:00 | 6.5739 | 305.1339
2020-04-27 02:00 | 6.5149 | 297.6364
2020-04-27 03:00 | 6.7348 | 289.3963
2020-04-27 04:00 | 6.7383 | 282.2792
2020-04-27 05:00 | 5.9641 | 278.8727
2020-04-27 06:00 | 6.1272 | 284.8837
2020-04-27 07:00 | 7.82 | 307.6303
2020-04-27 08:00 | 8.8104 | 317.6189
2020-04-27 09:00 | 8.3765 | 318.4253
2020-04-27 10:00 | 8.5828 | 312.5208
2020-04-27 11:00 | 8.8118 | 311.6509
2020-04-27 12:00 | 8.9705 | 313.2558
2020-04-27 13:00 | 8.5523 | 314.1278
2020-04-27 14:00 | 8.0679 | 315.7981
2020-04-27 15:00 | 7.2988 | 317.3889
2020-04-27 16:00 | 5.802 | 319.3839
2020-04-27 17:00 | 4.9736 | 327.1785
2020-04-27 18:00 | 4.7572 | 340.9626
2020-04-27 19:00 | 4.6859 | 355.086
2020-04-27 20:00 | 4.0205 | 5.2766
2020-04-27 21:00 | 2.5192 | 14.602
2020-04-27 22:00 | 0.22935 | 57.2139
2020-04-27 23:00 | 1.5233 | 179.8238
2020-04-28 00:00 | 3.3581 | 191.2366
2020-04-28 01:00 | 5.2966 | 197.6722
2020-04-28 02:00 | 6.7066 | 207.4848
2020-04-28 03:00 | 6.9875 | 215.0683
2020-04-28 04:00 | 6.6528 | 221.4234
2020-04-28 05:00 | 5.675 | 224.7835
2020-04-28 06:00 | 4.3579 | 223.0847
2020-04-28 07:00 | 4.3242 | 221.0702
2020-04-28 08:00 | 4.6496 | 217.2897
2020-04-28 09:00 | 5.1885 | 216.7865
2020-04-28 10:00 | 6.0294 | 228.5089
2020-04-28 11:00 | 6.3898 | 240.1561
2020-04-28 12:00 | 6.2641 | 238.9701
2020-04-28 13:00 | 6.4132 | 236.2406
2020-04-28 14:00 | 6.1492 | 233.6812
2020-04-28 15:00 | 4.9129 | 226.6384
2020-04-28 16:00 | 4.8431 | 204.0877
2020-04-28 17:00 | 6.5329 | 188.2396
2020-04-28 18:00 | 8.024 | 183.6831
2020-04-28 19:00 | 8.6583 | 184.8374
2020-04-28 20:00 | 8.5882 | 189.0887
2020-04-28 21:00 | 8.3976 | 192.5296
2020-04-28 22:00 | 7.4823 | 198.2459
2020-04-28 23:00 | 7.6597 | 203.5155
2020-04-29 00:00 | 8.0519 | 207.9182
2020-04-29 01:00 | 8.0529 | 211.794
2020-04-29 02:00 | 7.8012 | 215.2998
2020-04-29 03:00 | 7.6502 | 216.0719
2020-04-29 04:00 | 7.8183 | 216.1984
2020-04-29 05:00 | 7.4354 | 213.9122
2020-04-29 06:00 | 5.9131 | 209.9442
2020-04-29 07:00 | 5.5529 | 210.1502
2020-04-29 08:00 | 5.7901 | 210.2728
2020-04-29 09:00 | 6.5653 | 210.1038
2020-04-29 10:00 | 6.4032 | 194.8343
2020-04-29 11:00 | 7.3008 | 194.974
2020-04-29 12:00 | 7.7782 | 199.8527
2020-04-29 13:00 | 7.7229 | 208.046
2020-04-29 14:00 | 7.1782 | 210.462
2020-04-29 15:00 | 6.4526 | 205.1825
2020-04-29 16:00 | 6.2343 | 198.4584
2020-04-29 17:00 | 7.0297 | 197.8796
2020-04-29 18:00 | 7.2247 | 211.8477
2020-04-29 19:00 | 6.7024 | 223.5852
2020-04-29 20:00 | 6.2491 | 227.0731
2020-04-29 21:00 | 5.8654 | 224.0121
2020-04-29 22:00 | 4.7919 | 217.4802
2020-04-29 23:00 | 5.2359 | 206.141
2020-04-30 00:00 | 5.5999 | 203.1594
2020-04-30 01:00 | 6.1105 | 205.5332
2020-04-30 02:00 | 6.4732 | 210.6523
2020-04-30 03:00 | 6.1205 | 214.0433
2020-04-30 04:00 | 5.4515 | 213.7551
2020-04-30 05:00 | 3.8343 | 214.8338
2020-04-30 06:00 | 3.1351 | 220.0705
2020-04-30 07:00 | 2.9094 | 220.4504
2020-04-30 08:00 | 3.256 | 209.9767
2020-04-30 09:00 | 4.3197 | 209.2301
2020-04-30 10:00 | 4.3825 | 227.5094
2020-04-30 11:00 | 4.6207 | 240.8469
2020-04-30 12:00 | 4.2996 | 250.0946
2020-04-30 13:00 | 3.4381 | 254.3676
2020-04-30 14:00 | 2.6286 | 263.8093
2020-04-30 15:00 | 3.8634 | 323.5823
2020-04-30 16:00 | 5.5229 | 337.663
2020-04-30 17:00 | 4.1065 | 2.2865
2020-04-30 18:00 | 2.9233 | 32.0111
2020-04-30 19:00 | 2.6352 | 30.7245
2020-04-30 20:00 | 3.8847 | 9.7045
2020-04-30 21:00 | 5.6876 | 9.6964
2020-04-30 22:00 | 6.0346 | 21.8225
2020-04-30 23:00 | 5.7119 | 26.8547
2020-05-01 00:00 | 5.2107 | 25.7447
2020-05-01 01:00 | 4.7928 | 23.2883
2020-05-01 02:00 | 4.2063 | 22.0979
2020-05-01 03:00 | 3.6153 | 21.9888
2020-05-01 04:00 | 3.3662 | 25.1129
2020-05-01 05:00 | 3.2835 | 29.9173
2020-05-01 06:00 | 3.1371 | 36.0745
2020-05-01 07:00 | 2.8014 | 42.0697
2020-05-01 08:00 | 2.5926 | 51.3868
2020-05-01 09:00 | 2.4202 | 62.3124
2020-05-01 10:00 | 2.3235 | 91.5109
2020-05-01 11:00 | 2.2064 | 110.3767
2020-05-01 12:00 | 2.0491 | 117.9396
2020-05-01 13:00 | 2.0555 | 104.5436
2020-05-01 14:00 | 2.8709 | 87.0612
2020-05-01 15:00 | 3.5724 | 78.2878
2020-05-01 16:00 | 4.6042 | 74.4282
2020-05-01 17:00 | 6.1994 | 84.6089
2020-05-01 18:00 | 7.2992 | 98.9038
2020-05-01 19:00 | 6.88 | 104.5099
2020-05-01 20:00 | 6.7715 | 109.3002
2020-05-01 21:00 | 7.0944 | 108.8257
2020-05-01 22:00 | 7.1501 | 118.5247
2020-05-01 23:00 | 7.1929 | 122.6067
2020-05-02 00:00 | 7.0682 | 127.2191
2020-05-02 01:00 | 6.4153 | 130.4
2020-05-02 02:00 | 6.0335 | 129.8086
2020-05-02 03:00 | 5.8338 | 132.9353
2020-05-02 04:00 | 5.6317 | 134.937
2020-05-02 05:00 | 5.1423 | 139.3458
2020-05-02 06:00 | 4.5346 | 142.3689
2020-05-02 07:00 | 4.0881 | 148.2419
2020-05-02 08:00 | 3.8203 | 153.6808
2020-05-02 09:00 | 4.3119 | 150.838
2020-05-02 10:00 | 4.0677 | 147.9744
2020-05-02 11:00 | 4.3959 | 153.4323
2020-05-02 12:00 | 3.6635 | 164.7374
2020-05-02 13:00 | 4.1559 | 204.7504
2020-05-02 14:00 | 3.6679 | 217.3826
2020-05-02 15:00 | 2.4764 | 192.8582
2020-05-02 16:00 | 1.8362 | 157.7232
2020-05-02 17:00 | 3.1441 | 160.198
2020-05-02 18:00 | 3.443 | 166.0954
2020-05-02 19:00 | 3.7659 | 162.4098
2020-05-02 20:00 | 3.4233 | 193.9643
2020-05-02 21:00 | 3.5065 | 225.7888
2020-05-02 22:00 | 3.8965 | 240.3087
2020-05-02 23:00 | 2.503 | 239.6933
2020-05-03 00:00 | 1.2323 | 263.2952
2020-05-03 01:00 | 1.5618 | 298.204
2020-05-03 02:00 | 1.7406 | 310.9418
2020-05-03 03:00 | 1.8978 | 333.123
2020-05-03 04:00 | 2.0862 | 347.3847
2020-05-03 05:00 | 2.0546 | 1.2073
2020-05-03 06:00 | 1.9839 | 15.5883
2020-05-03 07:00 | 2.0058 | 25.7448
2020-05-03 08:00 | 2.1213 | 31.8328
2020-05-03 09:00 | 2.0873 | 27.103
2020-05-03 10:00 | 2.1393 | 33.8036
2020-05-03 11:00 | 1.9832 | 35.3104
2020-05-03 12:00 | 1.774 | 35.9661
2020-05-03 13:00 | 1.5399 | 4.2996
2020-05-03 14:00 | 2.2101 | 350.1178
2020-05-03 15:00 | 3.2101 | 350.8922
2020-05-03 16:00 | 3.3002 | 28.4698
2020-05-03 17:00 | 4.0569 | 48.0201
2020-05-03 18:00 | 4.0041 | 44.627
2020-05-03 19:00 | 4.7655 | 29.4318
2020-05-03 20:00 | 5.2316 | 24.1831
2020-05-03 21:00 | 5.1177 | 30.3709
2020-05-03 22:00 | 4.8126 | 56.3536
2020-05-03 23:00 | 4.2737 | 51.0683
2020-05-04 00:00 | 3.9473 | 40.8846
2020-05-04 01:00 | 4.046 | 29.1996
2020-05-04 02:00 | 4.5161 | 18.5399
2020-05-04 03:00 | 4.7968 | 15.3889
2020-05-04 04:00 | 4.3243 | 16.4343
2020-05-04 05:00 | 3.075 | 18.2902
2020-05-04 06:00 | 2.6435 | 19.3763
2020-05-04 07:00 | 2.7316 | 11.8615
2020-05-04 08:00 | 2.6635 | 13.1592
2020-05-04 09:00 | 2.3611 | 12.223
2020-05-04 10:00 | 1.8038 | 356.9426
2020-05-04 11:00 | 1.2414 | 336.782
2020-05-04 12:00 | 1.8763 | 311.1004
2020-05-04 13:00 | 1.3138 | 324.9208
2020-05-04 14:00 | 5.1651 | 291.9704
2020-05-04 15:00 | 4.7747 | 315.4455
2020-05-04 16:00 | 4.3081 | 321.744
2020-05-04 17:00 | 5.3105 | 318.966
2020-05-04 18:00 | 6.1211 | 322.9198
2020-05-04 19:00 | 5.7173 | 325.9061
2020-05-04 20:00 | 5.2242 | 323.5285
2020-05-04 21:00 | 5.1997 | 316.1301
2020-05-04 22:00 | 5.3439 | 314.9395
2020-05-04 23:00 | 5.5608 | 313.1055
2020-05-05 00:00 | 5.7061 | 310.7901
2020-05-05 01:00 | 5.4947 | 310.5809
2020-05-05 02:00 | 5.6718 | 305.1389
2020-05-05 03:00 | 5.7356 | 304.1932
2020-05-05 04:00 | 5.4679 | 301.1736
2020-05-05 05:00 | 5.3279 | 298.6876
2020-05-05 06:00 | 5.7228 | 306.015
2020-05-05 07:00 | 4.8012 | 307.427
2020-05-05 08:00 | 4.4896 | 305.3931
2020-05-05 09:00 | 4.4001 | 306.8168
2020-05-05 10:00 | 4.6071 | 303.3933
2020-05-05 11:00 | 4.2539 | 303.5064
2020-05-05 12:00 | 4.0479 | 294.9435
2020-05-05 13:00 | 4.139 | 281.9213
2020-05-05 14:00 | 4.4569 | 280.5118
2020-05-05 15:00 | 4.7166 | 279.6424
2020-05-05 16:00 | 4.4767 | 285.6113
2020-05-05 17:00 | 4.3274 | 292.4588
2020-05-05 18:00 | 4.02 | 300.7661
2020-05-05 19:00 | 3.3867 | 318.5045
2020-05-05 20:00 | 2.6492 | 351.8854
2020-05-05 21:00 | 1.7852 | 6.7318
2020-05-05 22:00 | 0.66049 | 291.2481
2020-05-05 23:00 | 1.5517 | 222.9876
2020-05-06 00:00 | 2.7334 | 208.4256
2020-05-06 01:00 | 4.7579 | 227.4294
2020-05-06 02:00 | 6.2361 | 251.6621
2020-05-06 03:00 | 6.9551 | 267.0315
2020-05-06 04:00 | 6.6503 | 277.3279
2020-05-06 05:00 | 6.7861 | 285.1637
2020-05-06 06:00 | 6.9935 | 280.0667
2020-05-06 07:00 | 5.8513 | 273.7687
2020-05-06 08:00 | 4.8411 | 278.0154
2020-05-06 09:00 | 4.6474 | 274.79
2020-05-06 10:00 | 4.6753 | 253.8676
2020-05-06 11:00 | 3.8862 | 249.083
2020-05-06 12:00 | 3.6837 | 250.2529
2020-05-06 13:00 | 4.0571 | 244.2658
2020-05-06 14:00 | 3.9559 | 238.7057
2020-05-06 15:00 | 3.2681 | 242.3923
2020-05-06 16:00 | 2.7783 | 260.8831
2020-05-06 17:00 | 2.6587 | 290.5515
2020-05-06 18:00 | 2.9483 | 323.2278
2020-05-06 19:00 | 3.2942 | 345.5997
2020-05-06 20:00 | 3.2957 | 2.4011
2020-05-06 21:00 | 2.8854 | 29.3441
2020-05-06 22:00 | 1.984 | 86.7136
2020-05-06 23:00 | 0.84518 | 103.3644
2020-05-07 00:00 | 0.52221 | 256.1404
2020-05-07 01:00 | 1.9079 | 273.1212
2020-05-07 02:00 | 3.5856 | 265.2122
2020-05-07 03:00 | 4.5917 | 258.3181
2020-05-07 04:00 | 5.0213 | 252.3479
2020-05-07 05:00 | 5.8377 | 245.3639
2020-05-07 06:00 | 6.188 | 238.4015
2020-05-07 07:00 | 6.1906 | 229.8162
2020-05-07 08:00 | 5.7013 | 232.0255
2020-05-07 09:00 | 5.0299 | 244.9528
2020-05-07 10:00 | 5.2848 | 290.9978
2020-05-07 11:00 | 7.1594 | 314.1665
2020-05-07 12:00 | 6.9369 | 324.0036
2020-05-07 13:00 | 6.0675 | 333.8316
2020-05-07 14:00 | 6.8314 | 341.2754
2020-05-07 15:00 | 6.7243 | 342.4549
2020-05-07 16:00 | 7.1045 | 342.3954
2020-05-07 17:00 | 7.0798 | 339.3454
2020-05-07 18:00 | 7.1132 | 338.0139
2020-05-07 19:00 | 7.2167 | 343.9236
2020-05-07 20:00 | 6.8545 | 347.0034
2020-05-07 21:00 | 6.7529 | 340.778
2020-05-07 22:00 | 7.431 | 331.7312
2020-05-07 23:00 | 8.4165 | 327.0984
2020-05-08 00:00 | 8.838 | 330.7158
2020-05-08 01:00 | 8.7102 | 332.5342
2020-05-08 02:00 | 8.4937 | 330.4039
2020-05-08 03:00 | 8.3862 | 327.441
2020-05-08 04:00 | 7.9963 | 325.2443
2020-05-08 05:00 | 6.9559 | 322.312
2020-05-08 06:00 | 6.6507 | 326.2953
2020-05-08 07:00 | 6.6837 | 328.9726
2020-05-08 08:00 | 9.2266 | 338.1691
2020-05-08 09:00 | 9.1525 | 337.1985
2020-05-08 10:00 | 7.5024 | 332.7828
2020-05-08 11:00 | 7.4426 | 328.8785
2020-05-08 12:00 | 7.398 | 326.5733
2020-05-08 13:00 | 6.9445 | 325.3757
2020-05-08 14:00 | 6.7821 | 327.1747
2020-05-08 15:00 | 5.9711 | 330.0949
2020-05-08 16:00 | 4.799 | 330.1354
2020-05-08 17:00 | 4.513 | 324.8741
2020-05-08 18:00 | 4.2486 | 325.9953
2020-05-08 19:00 | 3.7685 | 337.282
2020-05-08 20:00 | 3.3482 | 356.0989
2020-05-08 21:00 | 2.8905 | 18.8708
2020-05-08 22:00 | 1.2304 | 87.5044
2020-05-08 23:00 | 1.2859 | 138.8118
2020-05-09 00:00 | 1.288 | 201.1941
2020-05-09 01:00 | 2.2722 | 257.3038
2020-05-09 02:00 | 3.8027 | 282.0816
2020-05-09 03:00 | 5.0235 | 295.7097
2020-05-09 04:00 | 5.1441 | 303.8455
2020-05-09 05:00 | 4.1728 | 312.3708
2020-05-09 06:00 | 3.2059 | 323.0069
2020-05-09 07:00 | 3.113 | 338.664
2020-05-09 08:00 | 3.2658 | 351.7126
2020-05-09 09:00 | 3.8577 | 347.6195
2020-05-09 10:00 | 3.0208 | 327.7937
2020-05-09 11:00 | 4.3073 | 328.3688
2020-05-09 12:00 | 4.506 | 326.6919
2020-05-09 13:00 | 4.929 | 326.551
2020-05-09 14:00 | 4.4477 | 326.8908
2020-05-09 15:00 | 3.6782 | 327.7335
2020-05-09 16:00 | 2.3685 | 312.0775
2020-05-09 17:00 | 1.9902 | 273.2423
2020-05-09 18:00 | 2.8685 | 245.0617
2020-05-09 19:00 | 3.9963 | 234.4449
2020-05-09 20:00 | 5.3544 | 234.8341
2020-05-09 21:00 | 6.2645 | 237.5227
2020-05-09 22:00 | 6.741 | 248.4451
2020-05-09 23:00 | 6.9621 | 254.6033
2020-05-10 00:00 | 7.2127 | 260.4373
2020-05-10 01:00 | 7.1569 | 267.7836
2020-05-10 02:00 | 6.9445 | 274.9832
2020-05-10 03:00 | 6.791 | 282.9291
2020-05-10 04:00 | 6.0581 | 290.8347
2020-05-10 05:00 | 4.7298 | 297.3671
2020-05-10 06:00 | 3.7187 | 304.1269
2020-05-10 07:00 | 3.5611 | 308.7978
2020-05-10 08:00 | 3.6845 | 313.3849
2020-05-10 09:00 | 4.5854 | 312.4882
2020-05-10 10:00 | 4.6623 | 299.0909
2020-05-10 11:00 | 4.812 | 295.046
2020-05-10 12:00 | 5.0215 | 295.8811
2020-05-10 13:00 | 5.0816 | 300.9128
2020-05-10 14:00 | 4.8407 | 306.5314
2020-05-10 15:00 | 4.1595 | 312.3591
2020-05-10 16:00 | 2.5157 | 319.8564
2020-05-10 17:00 | 1.2361 | 304.9754
2020-05-10 18:00 | 0.96283 | 235.7423
2020-05-10 19:00 | 1.9739 | 209.1413
2020-05-10 20:00 | 3.1632 | 217.8733
2020-05-10 21:00 | 3.9157 | 227.3535
2020-05-10 22:00 | 4.065 | 255.1862
2020-05-10 23:00 | 4.2461 | 246.0531
2020-05-11 00:00 | 4.7291 | 232.4952
2020-05-11 01:00 | 5.1253 | 218.079
2020-05-11 02:00 | 5.9254 | 209.3177
2020-05-11 03:00 | 6.6281 | 202.8805
2020-05-11 04:00 | 6.971 | 196.3441
2020-05-11 05:00 | 7.0875 | 191.2615
2020-05-11 06:00 | 6.0104 | 186.9855
2020-05-11 07:00 | 6.1057 | 187.0397
2020-05-11 08:00 | 6.64 | 192.0556
2020-05-11 09:00 | 6.9409 | 197.9907
2020-05-11 10:00 | 5.5811 | 192.7586
2020-05-11 11:00 | 4.8647 | 198.1893
2020-05-11 12:00 | 5.2764 | 193.0093
2020-05-11 13:00 | 6.4727 | 194.6376
2020-05-11 14:00 | 7.4009 | 202.6723
2020-05-11 15:00 | 7.2708 | 202.3714
2020-05-11 16:00 | 7.233 | 194.1643
2020-05-11 17:00 | 8.2108 | 184.661
2020-05-11 18:00 | 9.3946 | 179.4118
2020-05-11 19:00 | 10.1351 | 178.1326
2020-05-11 20:00 | 10.8662 | 179.9461
2020-05-11 21:00 | 11.173 | 181.8838
2020-05-11 22:00 | 11.0407 | 185.8249
2020-05-11 23:00 | 10.7272 | 187.1581
2020-05-12 00:00 | 10.4361 | 189.7
2020-05-12 01:00 | 9.4457 | 198.0689
2020-05-12 02:00 | 8.8567 | 194.4367
2020-05-12 03:00 | 9.67 | 190.8573
2020-05-12 04:00 | 9.6098 | 201.0145
2020-05-12 05:00 | 9.4537 | 209.3527
2020-05-12 06:00 | 8.8491 | 210.7099
2020-05-12 07:00 | 7.8473 | 217.4067
2020-05-12 08:00 | 9.9819 | 249.4862
2020-05-12 09:00 | 10.8627 | 273.5121
2020-05-12 10:00 | 12.2466 | 282.3818
2020-05-12 11:00 | 12.872 | 291.7727
2020-05-12 12:00 | 12.7837 | 301.275
2020-05-12 13:00 | 13.004 | 307.2233
2020-05-12 14:00 | 13.0072 | 310.3692
2020-05-12 15:00 | 12.8104 | 314.3095
2020-05-12 16:00 | 12.3287 | 318.2098
2020-05-12 17:00 | 11.5209 | 321.4607
2020-05-12 18:00 | 9.8823 | 322.7751
2020-05-12 19:00 | 8.7372 | 323.6441
2020-05-12 20:00 | 8.1761 | 323.7195
2020-05-12 21:00 | 7.6587 | 321.8586
2020-05-12 22:00 | 6.4039 | 313.8554
2020-05-12 23:00 | 5.9088 | 308.9903
2020-05-13 00:00 | 5.5714 | 301.113
2020-05-13 01:00 | 5.324 | 292.8104
2020-05-13 02:00 | 5.1061 | 286.853
2020-05-13 03:00 | 5.021 | 277.6613
2020-05-13 04:00 | 4.5169 | 265.5193
2020-05-13 05:00 | 4.0225 | 262.8866
2020-05-13 06:00 | 3.4605 | 257.7996
2020-05-13 07:00 | 3.126 | 241.8496
2020-05-13 08:00 | 3.4614 | 234.63
2020-05-13 09:00 | 4.108 | 224.4811
2020-05-13 10:00 | 4.0959 | 213.3951
2020-05-13 11:00 | 4.8312 | 208.7139
2020-05-13 12:00 | 5.6648 | 203.4174
2020-05-13 13:00 | 6.2529 | 202.8671
2020-05-13 14:00 | 6.7108 | 209.8092
2020-05-13 15:00 | 7.3338 | 218.6394
2020-05-13 16:00 | 6.1603 | 215.8735
2020-05-13 17:00 | 5.6586 | 206.799
2020-05-13 18:00 | 6.2141 | 197.5899
2020-05-13 19:00 | 6.9154 | 182.6579
2020-05-13 20:00 | 7.378 | 180.9999
2020-05-13 21:00 | 7.378 | 183.1718
2020-05-13 22:00 | 6.0128 | 184.6035
2020-05-13 23:00 | 5.3529 | 185.5465
2020-05-14 00:00 | 4.6201 | 191.3351
2020-05-14 01:00 | 4.068 | 182.3142
2020-05-14 02:00 | 3.7161 | 167.4138
2020-05-14 03:00 | 4.1889 | 152.1847
2020-05-14 04:00 | 4.5397 | 148.609
2020-05-14 05:00 | 3.982 | 151.4895
2020-05-14 06:00 | 3.3393 | 145.6371
2020-05-14 07:00 | 1.5456 | 110.4943
2020-05-14 08:00 | 1.4124 | 53.0792
2020-05-14 09:00 | 1.6099 | 43.8422
2020-05-14 10:00 | 0.80567 | 25.1935
2020-05-14 11:00 | 2.2821 | 3.5301
2020-05-14 12:00 | 4.3961 | 355.5175
2020-05-14 13:00 | 6.297 | 354.4172
2020-05-14 14:00 | 7.5909 | 346.893
2020-05-14 15:00 | 8.0426 | 342.9123
2020-05-14 16:00 | 6.8769 | 347.8316
2020-05-14 17:00 | 6.3175 | 342.9594
2020-05-14 18:00 | 6.4539 | 337.3729
2020-05-14 19:00 | 6.6413 | 333.7137
2020-05-14 20:00 | 6.6528 | 332.9562
2020-05-14 21:00 | 6.2538 | 331.3626
2020-05-14 22:00 | 5.7117 | 322.2168
2020-05-14 23:00 | 5.338 | 321.8101
2020-05-15 00:00 | 5.2696 | 318.5141
2020-05-15 01:00 | 5.0694 | 310.7196
2020-05-15 02:00 | 4.7484 | 308.8063
2020-05-15 03:00 | 4.1953 | 306.8981
2020-05-15 04:00 | 3.5542 | 296.8932
2020-05-15 05:00 | 2.1161 | 295.9729
2020-05-15 06:00 | 1.3795 | 266.9236
2020-05-15 07:00 | 1.0426 | 271.7763
2020-05-15 08:00 | 0.71184 | 237.32
2020-05-15 09:00 | 0.47653 | 120
2020-05-15 10:00 | 0.46437 | 205.7239
2020-05-15 11:00 | 0.83536 | 186.17
2020-05-15 12:00 | 1.0341 | 190.9972
2020-05-15 13:00 | 0.78201 | 131.0093
2020-05-15 14:00 | 1.4357 | 127.9947
2020-05-15 15:00 | 1.9125 | 107.8239
2020-05-15 16:00 | 1.6602 | 84.2303
2020-05-15 17:00 | 2.2261 | 43.7902
2020-05-15 18:00 | 3.029 | 22.3824
2020-05-15 19:00 | 3.9028 | 21.6811
2020-05-15 20:00 | 4.2574 | 31.1488
2020-05-15 21:00 | 4.3951 | 32.6739
2020-05-15 22:00 | 3.3959 | 28.5075
2020-05-15 23:00 | 3.218 | 17.5747
2020-05-16 00:00 | 3.1983 | 2.2664
2020-05-16 01:00 | 3.9032 | 344.9846
2020-05-16 02:00 | 4.6003 | 333.3132
2020-05-16 03:00 | 4.9997 | 319.4849
2020-05-16 04:00 | 4.4983 | 297.8561
2020-05-16 05:00 | 4.0124 | 280.5775
2020-05-16 06:00 | 4.762 | 280.9993
2020-05-16 07:00 | 5.0267 | 281.3326
2020-05-16 08:00 | 5.2545 | 286.9529
2020-05-16 09:00 | 5.3965 | 283.414
2020-05-16 10:00 | 6.2782 | 279.6243
2020-05-16 11:00 | 7.1204 | 277.0636
2020-05-16 12:00 | 7.5939 | 273.5328
2020-05-16 13:00 | 7.7806 | 271.7319
2020-05-16 14:00 | 8.1691 | 274.251
2020-05-16 15:00 | 7.5251 | 276.1798
2020-05-16 16:00 | 6.3887 | 275.2838
2020-05-16 17:00 | 6.1537 | 272.217
2020-05-16 18:00 | 5.959 | 269.2217
2020-05-16 19:00 | 6.4008 | 267.5492
2020-05-16 20:00 | 6.4208 | 263.6477
2020-05-16 21:00 | 5.9581 | 258.2371
2020-05-16 22:00 | 5.0913 | 264.5549
2020-05-16 23:00 | 5.3184 | 260.6044
2020-05-17 00:00 | 5.0253 | 256.5274
2020-05-17 01:00 | 5.5999 | 252.9217
2020-05-17 02:00 | 5.5007 | 257.7521
2020-05-17 03:00 | 4.6567 | 255.4149
2020-05-17 04:00 | 3.9144 | 241.6704
2020-05-17 05:00 | 3.2992 | 222.7453
2020-05-17 06:00 | 3.1004 | 219.9989
2020-05-17 07:00 | 3.5816 | 219.8595
2020-05-17 08:00 | 4.3147 | 225.9666
2020-05-17 09:00 | 5.0212 | 220.7044
2020-05-17 10:00 | 5.4346 | 222.8695
2020-05-17 11:00 | 6.681 | 219.7263
2020-05-17 12:00 | 6.3025 | 211.2174
2020-05-17 13:00 | 6.2004 | 211.7822
2020-05-17 14:00 | 5.6947 | 204.7476
2020-05-17 15:00 | 5.5526 | 216.0017
2020-05-17 16:00 | 3.9807 | 211.1966
2020-05-17 17:00 | 4.1777 | 194.9674
2020-05-17 18:00 | 5.1375 | 210.0384
2020-05-17 19:00 | 6.0913 | 243.5957
2020-05-17 20:00 | 7.0249 | 272.8134
2020-05-17 21:00 | 7.8904 | 290.0802
2020-05-17 22:00 | 8.4363 | 297.0407
2020-05-17 23:00 | 8.648 | 294.8734
2020-05-18 00:00 | 8.6247 | 294.8196
2020-05-18 01:00 | 8.4262 | 295.374
2020-05-18 02:00 | 8.0968 | 292.9035
2020-05-18 03:00 | 7.6159 | 290.8292
2020-05-18 04:00 | 7.0557 | 282.3593
2020-05-18 05:00 | 6.3395 | 269.243
2020-05-18 06:00 | 6.4514 | 265.6106
2020-05-18 07:00 | 7.2747 | 264.3971
2020-05-18 08:00 | 8.7241 | 264.1233
2020-05-18 09:00 | 10.8899 | 267.8348
2020-05-18 10:00 | 9.8919 | 267.3381
2020-05-18 11:00 | 12.1233 | 271.1859
2020-05-18 12:00 | 13.4907 | 278.5791
2020-05-18 13:00 | 13.0432 | 290.6826
2020-05-18 14:00 | 10.8367 | 308.0072
2020-05-18 15:00 | 9.2003 | 309.9052
2020-05-18 16:00 | 8.4867 | 310.6291
2020-05-18 17:00 | 7.2786 | 315.5257
2020-05-18 18:00 | 5.9902 | 313.0178
2020-05-18 19:00 | 5.4409 | 305.5674
2020-05-18 20:00 | 4.9647 | 294.6343
2020-05-18 21:00 | 5.0555 | 282.1167
2020-05-18 22:00 | 5.243 | 295.6135
2020-05-18 23:00 | 4.4502 | 292.3837
2020-05-19 00:00 | 4.1663 | 277.9631
2020-05-19 01:00 | 4.5584 | 258.9194
2020-05-19 02:00 | 4.6468 | 246.7052
2020-05-19 03:00 | 4.3784 | 239.8767
2020-05-19 04:00 | 4.2428 | 230.3513
2020-05-19 05:00 | 4.8842 | 222.8418
2020-05-19 06:00 | 5.9461 | 219.8621
2020-05-19 07:00 | 6.1886 | 217.6626
2020-05-19 08:00 | 5.3205 | 221.1763
2020-05-19 09:00 | 4.6141 | 231.609
2020-05-19 10:00 | 3.9666 | 228.8468
2020-05-19 11:00 | 5.2208 | 252.9412
2020-05-19 12:00 | 5.4676 | 276.256
2020-05-19 13:00 | 5.2201 | 293.4752
2020-05-19 14:00 | 3.9797 | 307.3686
2020-05-19 15:00 | 2.5292 | 301.2966
2020-05-19 16:00 | 2.6016 | 308.5099
2020-05-19 17:00 | 3.2645 | 328.6264
2020-05-19 18:00 | 1.6522 | 324.8051
2020-05-19 19:00 | 1.8175 | 256.0488
2020-05-19 20:00 | 3.3898 | 258.7163
2020-05-19 21:00 | 4.4311 | 277.3688
2020-05-19 22:00 | 6.1359 | 282.7594
2020-05-19 23:00 | 7.7299 | 284.6035
2020-05-20 00:00 | 8.5011 | 288.8381
2020-05-20 01:00 | 8.2934 | 294.115
2020-05-20 02:00 | 8.5426 | 297.8954
2020-05-20 03:00 | 8.421 | 300.3797
2020-05-20 04:00 | 8.763 | 304.66
2020-05-20 05:00 | 9.3405 | 310.3952
2020-05-20 06:00 | 8.5535 | 318.7689
2020-05-20 07:00 | 7.4261 | 321.9052
2020-05-20 08:00 | 7.0861 | 321.655
2020-05-20 09:00 | 6.9625 | 324.1614
2020-05-20 10:00 | 7.9546 | 321.6711
2020-05-20 11:00 | 8.1163 | 320.3474
2020-05-20 12:00 | 8.1824 | 321.9747
2020-05-20 13:00 | 8.5657 | 322.1432
2020-05-20 14:00 | 8.2751 | 326.0581
2020-05-20 15:00 | 8.2253 | 330.2778
2020-05-20 16:00 | 8.2531 | 335.8047
2020-05-20 17:00 | 7.8012 | 339.917
2020-05-20 18:00 | 7.2363 | 341.8378
2020-05-20 19:00 | 6.9328 | 344.1222
2020-05-20 20:00 | 6.8725 | 344.8338
2020-05-20 21:00 | 6.8342 | 344.7879
2020-05-20 22:00 | 6.7819 | 339.8223
2020-05-20 23:00 | 6.3345 | 336.8314
2020-05-21 00:00 | 6.3041 | 337.3018
2020-05-21 01:00 | 6.2307 | 337.9384
2020-05-21 02:00 | 5.7169 | 333.8971
2020-05-21 03:00 | 5.2777 | 327.4752
2020-05-21 04:00 | 4.6665 | 319.9997
2020-05-21 05:00 | 3.5973 | 317.0908
2020-05-21 06:00 | 3.7694 | 320.4749
2020-05-21 07:00 | 5.5659 | 328.7071
2020-05-21 08:00 | 6.4134 | 326.9159
2020-05-21 09:00 | 6.4624 | 320.4522
2020-05-21 10:00 | 6.4071 | 313.0232
2020-05-21 11:00 | 6.8533 | 311.3767
2020-05-21 12:00 | 7.0618 | 310.3165
2020-05-21 13:00 | 7.392 | 310.8709
2020-05-21 14:00 | 7.2392 | 311.3633
2020-05-21 15:00 | 7.3029 | 313.7411
2020-05-21 16:00 | 7.3004 | 317.3781
2020-05-21 17:00 | 7.035 | 322.2895
2020-05-21 18:00 | 7.2488 | 325.5636
2020-05-21 19:00 | 7.3797 | 323.8384
2020-05-21 20:00 | 7.28 | 320.9145
2020-05-21 21:00 | 6.9563 | 316.8301
2020-05-21 22:00 | 6.6731 | 311.3025
2020-05-21 23:00 | 6.287 | 299.1562
2020-05-22 00:00 | 6.675 | 291.8545
2020-05-22 01:00 | 7.1893 | 295.8402
2020-05-22 02:00 | 7.1586 | 307.3411
2020-05-22 03:00 | 6.9083 | 315.5431
2020-05-22 04:00 | 7.8716 | 322.2328
2020-05-22 05:00 | 8.2619 | 323.6768
2020-05-22 06:00 | 8.5152 | 321.4767
2020-05-22 07:00 | 8.6633 | 322.8157
2020-05-22 08:00 | 8.6825 | 323.9292
2020-05-22 09:00 | 8.517 | 326.4486
2020-05-22 10:00 | 9.0778 | 330.3931
2020-05-22 11:00 | 8.6032 | 329.3078
2020-05-22 12:00 | 7.8003 | 329.352
2020-05-22 13:00 | 7.4441 | 328.7727
2020-05-22 14:00 | 7.1944 | 331.3526
2020-05-22 15:00 | 7.3778 | 331.9005
2020-05-22 16:00 | 6.8211 | 332.1442
2020-05-22 17:00 | 6.0114 | 333.9211
2020-05-22 18:00 | 5.7835 | 337.6796
2020-05-22 19:00 | 5.6693 | 341.1474
2020-05-22 20:00 | 5.4094 | 343.3717
2020-05-22 21:00 | 5.2871 | 338.4128
2020-05-22 22:00 | 5.5908 | 332.1092
2020-05-22 23:00 | 6.0678 | 324.6797
2020-05-23 00:00 | 6.187 | 322.4293
2020-05-23 01:00 | 6.4486 | 321.5807
2020-05-23 02:00 | 6.2183 | 318.5987
2020-05-23 03:00 | 6.0348 | 314.5184
2020-05-23 04:00 | 5.587 | 311.4269
2020-05-23 05:00 | 5.2734 | 313.0442
2020-05-23 06:00 | 5.9546 | 322.9844
2020-05-23 07:00 | 6.3349 | 331.616
2020-05-23 08:00 | 7.3239 | 338.2331
2020-05-23 09:00 | 6.0366 | 338.7703
2020-05-23 10:00 | 4.3352 | 335.3668
2020-05-23 11:00 | 5.1394 | 329.6764
2020-05-23 12:00 | 5.7675 | 332.146
2020-05-23 13:00 | 6.3048 | 343.8574
2020-05-23 14:00 | 6.0959 | 358.6857
2020-05-23 15:00 | 5.5552 | 13.685
2020-05-23 16:00 | 5.1789 | 24.5475
2020-05-23 17:00 | 5.124 | 31.1858
2020-05-23 18:00 | 5.0653 | 34.8253
2020-05-23 19:00 | 4.6453 | 41.4247
2020-05-23 20:00 | 3.6715 | 47.2493
2020-05-23 21:00 | 2.0171 | 48.3774
2020-05-23 22:00 | 0.2893 | 45.1474
2020-05-23 23:00 | 0.97239 | 229.4943
2020-05-24 00:00 | 2.0575 | 243.7399
2020-05-24 01:00 | 3.1467 | 259.2766
2020-05-24 02:00 | 1.971 | 254.9797
2020-05-24 03:00 | 1.3457 | 255.9806
2020-05-24 04:00 | 0.28185 | 338.1986
2020-05-24 05:00 | 1.7897 | 92.8246
2020-05-24 06:00 | 1.6629 | 146.2364
2020-05-24 07:00 | 2.9954 | 120.638
2020-05-24 08:00 | 3.6451 | 120.6462
2020-05-24 09:00 | 2.996 | 141.569
2020-05-24 10:00 | 2.4181 | 132.353
2020-05-24 11:00 | 2.4366 | 127.9462
2020-05-24 12:00 | 2.5804 | 121.3647
2020-05-24 13:00 | 2.1197 | 126.0571
2020-05-24 14:00 | 1.332 | 132.2194
2020-05-24 15:00 | 0.81018 | 120.777
2020-05-24 16:00 | 0.9426 | 93.2322
2020-05-24 17:00 | 1.4839 | 97.1981
2020-05-24 18:00 | 1.9221 | 105.3586
2020-05-24 19:00 | 1.9997 | 108.5559
2020-05-24 20:00 | 1.9813 | 98.0978
2020-05-24 21:00 | 2.2469 | 92.5973
2020-05-24 22:00 | 2.4528 | 68.3867
2020-05-24 23:00 | 3.0752 | 66.702
2020-05-25 00:00 | 3.1808 | 64.9565
2020-05-25 01:00 | 3.3679 | 62.6307
2020-05-25 02:00 | 3.4156 | 51.5856
2020-05-25 03:00 | 3.8497 | 32.74
2020-05-25 04:00 | 4.6519 | 21.0495
2020-05-25 05:00 | 5.4306 | 20.1601
2020-05-25 06:00 | 5.3557 | 21.3906
2020-05-25 07:00 | 4.8909 | 20.9376
2020-05-25 08:00 | 4.6011 | 21.9307
2020-05-25 09:00 | 4.6933 | 25.3351
2020-05-25 10:00 | 5.1606 | 18.7412
2020-05-25 11:00 | 5.5891 | 29.4478
2020-05-25 12:00 | 5.745 | 35.2726
2020-05-25 13:00 | 6.078 | 38.3316
2020-05-25 14:00 | 6.2341 | 36.5958
2020-05-25 15:00 | 6.638 | 34.7413
2020-05-25 16:00 | 6.3144 | 36.0047
2020-05-25 17:00 | 5.6101 | 26.3183
2020-05-25 18:00 | 5.577 | 16.9033
2020-05-25 19:00 | 5.772 | 17.8056
2020-05-25 20:00 | 5.3694 | 18.0746
2020-05-25 21:00 | 5.1926 | 13.5228
2020-05-25 22:00 | 5.2928 | 19.0759
2020-05-25 23:00 | 5.2024 | 31.1224
2020-05-26 00:00 | 5.1407 | 43.9768
2020-05-26 01:00 | 5.1101 | 60.7544
2020-05-26 02:00 | 5.3974 | 75.5866
2020-05-26 03:00 | 6.4021 | 85.867
2020-05-26 04:00 | 6.7538 | 89.4105
2020-05-26 05:00 | 6.5876 | 87.9805
2020-05-26 06:00 | 5.7794 | 83.2434
2020-05-26 07:00 | 4.8599 | 78.0596
2020-05-26 08:00 | 4.4131 | 70.527
2020-05-26 09:00 | 4.2798 | 65.1258
2020-05-26 10:00 | 4.6329 | 48.214
2020-05-26 11:00 | 5.7457 | 47.4393
2020-05-26 12:00 | 5.5141 | 53.9205
2020-05-26 13:00 | 3.9739 | 52.6675
2020-05-26 14:00 | 6.3783 | 57.4179
2020-05-26 15:00 | 6.6398 | 50.4743
2020-05-26 16:00 | 4.6924 | 38.1124
2020-05-26 17:00 | 5.7281 | 40.7738
2020-05-26 18:00 | 6.5033 | 34.7901
2020-05-26 19:00 | 6.4109 | 27.164
2020-05-26 20:00 | 6.3459 | 21.7056
2020-05-26 21:00 | 6.3127 | 18.7282
2020-05-26 22:00 | 6.512 | 15.6913
2020-05-26 23:00 | 6.7236 | 17.579
2020-05-27 00:00 | 6.4417 | 21.3931
2020-05-27 01:00 | 6.1657 | 18.4982
2020-05-27 02:00 | 6.2686 | 15.9592
2020-05-27 03:00 | 5.9437 | 16.0314
2020-05-27 04:00 | 5.6881 | 19.3303
2020-05-27 05:00 | 5.6279 | 25.9585
2020-05-27 06:00 | 4.3296 | 20.4064
2020-05-27 07:00 | 4.0263 | 16.1685
2020-05-27 08:00 | 4.1386 | 17.4034
2020-05-27 09:00 | 4.2622 | 22.9792
2020-05-27 10:00 | 3.9414 | 32.7261
2020-05-27 11:00 | 3.9224 | 35.5618
2020-05-27 12:00 | 3.8294 | 40.1139
2020-05-27 13:00 | 3.7425 | 41.0687
2020-05-27 14:00 | 3.5095 | 41.8894
2020-05-27 15:00 | 4.9582 | 39.9335
2020-05-27 16:00 | 2.787 | 57.4708
2020-05-27 17:00 | 2.5784 | 25.4729
2020-05-27 18:00 | 3.5322 | 19.8329
2020-05-27 19:00 | 4.5013 | 29.5584
2020-05-27 20:00 | 4.9392 | 40.5895
2020-05-27 21:00 | 4.3844 | 44.5021
2020-05-27 22:00 | 4.2928 | 49.4879
2020-05-27 23:00 | 2.9357 | 56.7342
2020-05-28 00:00 | 3.6014 | 43.1133
2020-05-28 01:00 | 3.9744 | 27.3262
2020-05-28 02:00 | 5.0617 | 19.2965
2020-05-28 03:00 | 5.7238 | 25.5386
2020-05-28 04:00 | 5.4665 | 27.714
2020-05-28 05:00 | 5.2917 | 31.5112
2020-05-28 06:00 | 5.8319 | 34.6151
2020-05-28 07:00 | 5.5897 | 32.7493
2020-05-28 08:00 | 6.0941 | 29.5315
2020-05-28 09:00 | 6.887 | 33.0108
2020-05-28 10:00 | 7.653 | 36.1531
2020-05-28 11:00 | 8.0444 | 42.1187
2020-05-28 12:00 | 8.6982 | 45.1238
2020-05-28 13:00 | 8.889 | 45.119
2020-05-28 14:00 | 8.6214 | 46.0688
2020-05-28 15:00 | 8.7961 | 46.5604
2020-05-28 16:00 | 8.2989 | 43.9673
2020-05-28 17:00 | 7.9692 | 39.7335
2020-05-28 18:00 | 8.1593 | 31.3562
2020-05-28 19:00 | 8.7403 | 21.0789
2020-05-28 20:00 | 9.4067 | 14.1725
2020-05-28 21:00 | 9.6578 | 7.2741
2020-05-28 22:00 | 10.2355 | 4.1308
2020-05-28 23:00 | 10.6112 | 4.4405
2020-05-29 00:00 | 10.8663 | 4.0268
2020-05-29 01:00 | 10.5368 | 0.25838
2020-05-29 02:00 | 10.0318 | 357.6971
2020-05-29 03:00 | 9.702 | 355.9755
2020-05-29 04:00 | 9.4085 | 353.6213
2020-05-29 05:00 | 9.0127 | 354.0546
2020-05-29 06:00 | 8.6885 | 356.2287
2020-05-29 07:00 | 9.1305 | 1.5549
2020-05-29 08:00 | 10.1064 | 5.0511
2020-05-29 09:00 | 8.9116 | 4.8666
2020-05-29 10:00 | 7.8985 | 356.2907
2020-05-29 11:00 | 7.8462 | 355.1715
2020-05-29 12:00 | 7.2538 | 358.6496
2020-05-29 13:00 | 6.8085 | 359.2313
2020-05-29 14:00 | 5.371 | 354.3243
2020-05-29 15:00 | 4.9655 | 353.5348
2020-05-29 16:00 | 4.8823 | 344.5387
2020-05-29 17:00 | 5.0322 | 334.127
2020-05-29 18:00 | 5.4902 | 328.6033
2020-05-29 19:00 | 5.3461 | 330.4753
2020-05-29 20:00 | 4.6886 | 331.0233
2020-05-29 21:00 | 4.478 | 325.0525
2020-05-29 22:00 | 4.5584 | 323.1907
2020-05-29 23:00 | 4.3878 | 325.2487
2020-05-30 00:00 | 4.3811 | 332.754
2020-05-30 01:00 | 4.079 | 340.5088
2020-05-30 02:00 | 3.3634 | 345.7156
2020-05-30 03:00 | 2.9843 | 330.5912
2020-05-30 04:00 | 3.6515 | 311.3485
2020-05-30 05:00 | 4.5964 | 314.1594
2020-05-30 06:00 | 4.3118 | 321.8234
2020-05-30 07:00 | 4.6345 | 312.6497
2020-05-30 08:00 | 4.9616 | 301.5094
2020-05-30 09:00 | 6.1027 | 290.4452
2020-05-30 10:00 | 7.1445 | 285.2001
2020-05-30 11:00 | 7.8913 | 286.3866
2020-05-30 12:00 | 8.0954 | 282.755
2020-05-30 13:00 | 8.7684 | 275.5075
2020-05-30 14:00 | 9.8679 | 268.7675
2020-05-30 15:00 | 9.9032 | 261.5374
2020-05-30 16:00 | 9.2235 | 251.5855
2020-05-30 17:00 | 8.3837 | 239.7955
2020-05-30 18:00 | 8.178 | 228.2659
2020-05-30 19:00 | 8.0491 | 211.7822
2020-05-30 20:00 | 8.2934 | 202.1186
2020-05-30 21:00 | 8.272 | 197.2413
2020-05-30 22:00 | 7.6747 | 190.2055
2020-05-30 23:00 | 7.1958 | 183.8658
2020-05-31 00:00 | 6.6434 | 178.2093
2020-05-31 01:00 | 6.3057 | 173.515
2020-05-31 02:00 | 6.1619 | 171.4078
2020-05-31 03:00 | 6.0361 | 168.1581
2020-05-31 04:00 | 6.3487 | 169.1782
2020-05-31 05:00 | 6.2458 | 169.665
2020-05-31 06:00 | 5.6496 | 161.1887
2020-05-31 07:00 | 5.2532 | 150.7489
2020-05-31 08:00 | 5.2584 | 141.4891
2020-05-31 09:00 | 5.2468 | 139.7481
2020-05-31 10:00 | 5.7442 | 148.84
2020-05-31 11:00 | 5.1471 | 146.1859
2020-05-31 12:00 | 5.046 | 144.7655
2020-05-31 13:00 | 3.9355 | 138.9812
2020-05-31 14:00 | 2.7539 | 123.3996
2020-05-31 15:00 | 1.8773 | 97.3624
2020-05-31 16:00 | 2.0099 | 66.4342
2020-05-31 17:00 | 2.8255 | 46.2395
2020-05-31 18:00 | 3.75 | 42.0468
2020-05-31 19:00 | 4.237 | 43.2633
2020-05-31 20:00 | 4.3222 | 38.8751
2020-05-31 21:00 | 4.3506 | 30.2377
2020-05-31 22:00 | 4.9271 | 24.0175
2020-05-31 23:00 | 5.4031 | 15.4869
2020-06-01 00:00 | 6.4103 | 11.8388
2020-06-01 01:00 | 7.6028 | 11.7066
2020-06-01 02:00 | 8.2517 | 14.9543
2020-06-01 03:00 | 8.7778 | 16.1436
2020-06-01 04:00 | 9.4732 | 16.1401
2020-06-01 05:00 | 9.8303 | 17.3554
2020-06-01 06:00 | 9.4033 | 20.1103
2020-06-01 07:00 | 8.2468 | 16.4059
2020-06-01 08:00 | 7.7233 | 10.1618
2020-06-01 09:00 | 7.8443 | 6.5948
2020-06-01 10:00 | 8.0718 | 357.4543
2020-06-01 11:00 | 8.8374 | 359.2891
2020-06-01 12:00 | 8.7319 | 358.3331
2020-06-01 13:00 | 8.5165 | 355.2261
2020-06-01 14:00 | 8.9098 | 355.3621
2020-06-01 15:00 | 8.9806 | 357.4317
2020-06-01 16:00 | 7.9486 | 354.4216
2020-06-01 17:00 | 6.3406 | 342.5899
2020-06-01 18:00 | 6.6025 | 329.7747
2020-06-01 19:00 | 7.1353 | 328.6638
2020-06-01 20:00 | 6.8154 | 325.6645
2020-06-01 21:00 | 6.3371 | 320.7897
2020-06-01 22:00 | 5.7902 | 320.8982
2020-06-01 23:00 | 4.7213 | 314.4477
2020-06-02 00:00 | 4.3219 | 288.482
2020-06-02 01:00 | 5.5287 | 269.2904
2020-06-02 02:00 | 5.4988 | 268.4069
2020-06-02 03:00 | 4.9831 | 263.8011
2020-06-02 04:00 | 4.7382 | 256.7751
2020-06-02 05:00 | 4.3548 | 249.7589
2020-06-02 06:00 | 3.8259 | 245.3209
2020-06-02 07:00 | 3.4284 | 227.6122
2020-06-02 08:00 | 3.6009 | 206.5973
2020-06-02 09:00 | 4.3071 | 193.2564
2020-06-02 10:00 | 5.0272 | 209.2027
2020-06-02 11:00 | 4.7962 | 209.5139
2020-06-02 12:00 | 4.3983 | 206.7476
2020-06-02 13:00 | 4.1569 | 207.2031
2020-06-02 14:00 | 4.4932 | 200.8459
2020-06-02 15:00 | 5.8136 | 213.3363
2020-06-02 16:00 | 4.4905 | 216.4071
2020-06-02 17:00 | 4.2919 | 205.2707
2020-06-02 18:00 | 4.6763 | 190.3375
2020-06-02 19:00 | 5.5993 | 184.1447
2020-06-02 20:00 | 5.9432 | 182.2988
2020-06-02 21:00 | 5.8361 | 179.5313
2020-06-02 22:00 | 6.7568 | 170.3392
2020-06-02 23:00 | 6.8496 | 172.4925
2020-06-03 00:00 | 6.9382 | 173.7008
2020-06-03 01:00 | 7.2187 | 168.7521
2020-06-03 02:00 | 7.1819 | 169.1488
2020-06-03 03:00 | 6.8706 | 169.3527
2020-06-03 04:00 | 7.9045 | 173.4509
2020-06-03 05:00 | 7.9295 | 177.1905
2020-06-03 06:00 | 7.3095 | 172.1029
2020-06-03 07:00 | 7.1813 | 169.4244
2020-06-03 08:00 | 6.6126 | 164.1292
2020-06-03 09:00 | 6.9508 | 169.7604
2020-06-03 10:00 | 6.0275 | 182.6171
2020-06-03 11:00 | 4.9546 | 176.2284
2020-06-03 12:00 | 5.799 | 192.4701
2020-06-03 13:00 | 4.3037 | 192.7707
2020-06-03 14:00 | 4.3688 | 195.3233
2020-06-03 15:00 | 3.6497 | 192.5188
2020-06-03 16:00 | 3.7582 | 169.5339
2020-06-03 17:00 | 4.8586 | 191.2179
2020-06-03 18:00 | 4.4848 | 208.5969
2020-06-03 19:00 | 4.539 | 209.5231
2020-06-03 20:00 | 5.0341 | 213.0253
2020-06-03 21:00 | 5.3871 | 219.4372
2020-06-03 22:00 | 4.491 | 228.2526
2020-06-03 23:00 | 4.5302 | 224.8678
2020-06-04 00:00 | 5.8687 | 226.9189
2020-06-04 01:00 | 5.8186 | 232.4098
2020-06-04 02:00 | 5.3877 | 230.945
2020-06-04 03:00 | 5.2153 | 220.7527
2020-06-04 04:00 | 5.0531 | 211.813
2020-06-04 05:00 | 4.2661 | 212.0472
2020-06-04 06:00 | 4.7302 | 218.2024
2020-06-04 07:00 | 5.5445 | 221.9417
2020-06-04 08:00 | 5.6567 | 224.5106
2020-06-04 09:00 | 5.6133 | 227.905
2020-06-04 10:00 | 5.4738 | 228.1787
2020-06-04 11:00 | 5.5933 | 227.9515
2020-06-04 12:00 | 5.8327 | 227.1311
2020-06-04 13:00 | 5.7403 | 229.2415
2020-06-04 14:00 | 5.485 | 229.4979
2020-06-04 15:00 | 4.6427 | 228.7721
2020-06-04 16:00 | 3.7622 | 216.8596
2020-06-04 17:00 | 3.7963 | 199.2436
2020-06-04 18:00 | 4.8412 | 192.846
2020-06-04 19:00 | 5.4106 | 193.4067
2020-06-04 20:00 | 5.7512 | 188.8837
2020-06-04 21:00 | 6.8404 | 189.0067
2020-06-04 22:00 | 6.6421 | 194.1109
2020-06-04 23:00 | 6.9822 | 206.6467
2020-06-05 00:00 | 6.864 | 214.9869
2020-06-05 01:00 | 6.8338 | 212.8278
2020-06-05 02:00 | 6.6477 | 210.1369
2020-06-05 03:00 | 6.3674 | 206.0306
2020-06-05 04:00 | 6.465 | 203.4384
2020-06-05 05:00 | 5.5628 | 204.4186
2020-06-05 06:00 | 5.0639 | 208.2518
2020-06-05 07:00 | 5.4127 | 211.1172
2020-06-05 08:00 | 5.9341 | 211.9013
2020-06-05 09:00 | 5.6959 | 208.2794
2020-06-05 10:00 | 4.098 | 198.9399
2020-06-05 11:00 | 3.0465 | 184.6627
2020-06-05 12:00 | 3.1074 | 173.8814
2020-06-05 13:00 | 3.463 | 170.2579
2020-06-05 14:00 | 4.0569 | 173.2231
2020-06-05 15:00 | 4.2353 | 178.4454
2020-06-05 16:00 | 3.7825 | 169.7354
2020-06-05 17:00 | 4.266 | 158.4209
2020-06-05 18:00 | 5.3078 | 159.6974
2020-06-05 19:00 | 5.8854 | 170.308
2020-06-05 20:00 | 5.9221 | 171.5411
2020-06-05 21:00 | 6.199 | 167.8919
2020-06-05 22:00 | 6.3744 | 166.8836
2020-06-05 23:00 | 7.3279 | 168.3304
2020-06-06 00:00 | 7.4906 | 177.7775
2020-06-06 01:00 | 7.4396 | 181.4719
2020-06-06 02:00 | 7.4358 | 184.8596
2020-06-06 03:00 | 7.3351 | 191.385
2020-06-06 04:00 | 6.7232 | 195.0876
2020-06-06 05:00 | 5.3626 | 197.6403
2020-06-06 06:00 | 4.7989 | 208.1053
2020-06-06 07:00 | 4.3052 | 225.4483
2020-06-06 08:00 | 3.5734 | 242.5181
2020-06-06 09:00 | 3.0523 | 250.5639
2020-06-06 10:00 | 1.8652 | 225.4431
2020-06-06 11:00 | 2.4345 | 195.1933
2020-06-06 12:00 | 4.0781 | 200.2728
2020-06-06 13:00 | 5.3552 | 215.2979
2020-06-06 14:00 | 4.0313 | 220.717
2020-06-06 15:00 | 2.5246 | 218.8373
2020-06-06 16:00 | 1.9029 | 220.8187
2020-06-06 17:00 | 1.1608 | 208.1645
2020-06-06 18:00 | 0.88081 | 157.9411
2020-06-06 19:00 | 1.5507 | 125.8144
2020-06-06 20:00 | 2.1665 | 120.7387
2020-06-06 21:00 | 3.0057 | 120.359
2020-06-06 22:00 | 4.8491 | 128.002
2020-06-06 23:00 | 5.9603 | 128.9655
2020-06-07 00:00 | 6.1542 | 135.2757
2020-06-07 01:00 | 5.8033 | 146.8906
2020-06-07 02:00 | 5.3161 | 158.9427
2020-06-07 03:00 | 5.1775 | 163.14
2020-06-07 04:00 | 5.2966 | 160.6541
2020-06-07 05:00 | 4.7226 | 156.1441
2020-06-07 06:00 | 4.2416 | 153.3967
2020-06-07 07:00 | 3.9963 | 149.1024
2020-06-07 08:00 | 4.1568 | 144.8138
2020-06-07 09:00 | 4.7679 | 142.652
2020-06-07 10:00 | 5.3792 | 141.8957
2020-06-07 11:00 | 6.1133 | 145.3768
2020-06-07 12:00 | 6.4825 | 146.85
2020-06-07 13:00 | 6.5291 | 147.6326
2020-06-07 14:00 | 6.0074 | 147.6117
2020-06-07 15:00 | 5.4506 | 139.0253
2020-06-07 16:00 | 5.9672 | 132.0645
2020-06-07 17:00 | 6.4028 | 130.2542
2020-06-07 18:00 | 6.8985 | 129.2068
2020-06-07 19:00 | 7.367 | 128.2866
2020-06-07 20:00 | 7.6118 | 130.1047
2020-06-07 21:00 | 7.831 | 133.8472
2020-06-07 22:00 | 7.8024 | 138.9266
2020-06-07 23:00 | 7.6594 | 141.4341
2020-06-08 00:00 | 7.4341 | 146.0553
2020-06-08 01:00 | 7.3963 | 148.898
2020-06-08 02:00 | 7.2276 | 150.6526
2020-06-08 03:00 | 6.8797 | 151.2883
2020-06-08 04:00 | 6.086 | 148.0453
2020-06-08 05:00 | 4.6212 | 141.3081
2020-06-08 06:00 | 3.5996 | 131.6388
2020-06-08 07:00 | 3.4375 | 128.1879
2020-06-08 08:00 | 3.6882 | 123.9729
2020-06-08 09:00 | 4.9026 | 128.9411
2020-06-08 10:00 | 5.1296 | 134.3346
2020-06-08 11:00 | 5.5028 | 124.0112
2020-06-08 12:00 | 5.9371 | 118.5367
2020-06-08 13:00 | 5.992 | 116.3688
2020-06-08 14:00 | 5.7901 | 111.8323
2020-06-08 15:00 | 5.4143 | 105.9224
2020-06-08 16:00 | 5.8003 | 101.2402
2020-06-08 17:00 | 6.2508 | 99.4736
2020-06-08 18:00 | 6.8684 | 100.8407
2020-06-08 19:00 | 7.5283 | 106.3201
2020-06-08 20:00 | 7.9309 | 108.8231
2020-06-08 21:00 | 8.0451 | 113.2826
2020-06-08 22:00 | 7.4934 | 119.9887
2020-06-08 23:00 | 5.8058 | 100.8052
2020-06-09 00:00 | 6.6448 | 74.3687
2020-06-09 01:00 | 6.5709 | 72.9384
2020-06-09 02:00 | 7.2492 | 72.0139
2020-06-09 03:00 | 7.226 | 72.9285
2020-06-09 04:00 | 6.5043 | 78.321
2020-06-09 05:00 | 5.9816 | 85.3298
2020-06-09 06:00 | 5.4782 | 95.1763
2020-06-09 07:00 | 5.3446 | 103.0339
2020-06-09 08:00 | 5.7865 | 103.6576
2020-06-09 09:00 | 6.6392 | 107.2553
2020-06-09 10:00 | 6.383 | 111.7586
2020-06-09 11:00 | 6.3567 | 121.7329
2020-06-09 12:00 | 6.0083 | 129.7868
2020-06-09 13:00 | 5.8595 | 132.4838
2020-06-09 14:00 | 5.7692 | 138.0293
2020-06-09 15:00 | 5.3174 | 141.6723
2020-06-09 16:00 | 4.544 | 140.6186
2020-06-09 17:00 | 4.0832 | 137.313
2020-06-09 18:00 | 3.637 | 131.8023
2020-06-09 19:00 | 3.9398 | 126.7796
2020-06-09 20:00 | 4.0279 | 127.8936
2020-06-09 21:00 | 4.445 | 128.4401
2020-06-09 22:00 | 4.2915 | 160.0327
2020-06-09 23:00 | 4.106 | 171.9359
2020-06-10 00:00 | 3.6782 | 179.8695
2020-06-10 01:00 | 3.5054 | 182.243
2020-06-10 02:00 | 3.3995 | 173.1449
2020-06-10 03:00 | 4.0072 | 163.7641
2020-06-10 04:00 | 4.4368 | 160.727
2020-06-10 05:00 | 3.689 | 157.9077
2020-06-10 06:00 | 3.0896 | 149.3059
2020-06-10 07:00 | 3.4971 | 146.4802
2020-06-10 08:00 | 3.9637 | 148.8989
2020-06-10 09:00 | 4.2558 | 148.5763
2020-06-10 10:00 | 4.0484 | 148.076
2020-06-10 11:00 | 4.2814 | 143.1767
2020-06-10 12:00 | 4.831 | 138.5014
2020-06-10 13:00 | 5.4309 | 135.3231
2020-06-10 14:00 | 5.7299 | 135.8636
2020-06-10 15:00 | 5.3252 | 132.3563
2020-06-10 16:00 | 5.3214 | 121.1983
2020-06-10 17:00 | 6.0449 | 111.885
2020-06-10 18:00 | 6.855 | 108.648
2020-06-10 19:00 | 7.2994 | 112.5902
2020-06-10 20:00 | 7.3517 | 119.792
2020-06-10 21:00 | 6.4084 | 128.812
2020-06-10 22:00 | 4.7236 | 131.0652
2020-06-10 23:00 | 5.9837 | 128.2711
2020-06-11 00:00 | 5.7203 | 118.9341
2020-06-11 01:00 | 7.063 | 102.5795
2020-06-11 02:00 | 7.0909 | 106.3963
2020-06-11 03:00 | 6.9326 | 111.601
2020-06-11 04:00 | 6.3209 | 114.6133
2020-06-11 05:00 | 5.3809 | 112.4732
2020-06-11 06:00 | 4.691 | 110.0985
2020-06-11 07:00 | 5.1977 | 112.5856
2020-06-11 08:00 | 6.1425 | 113.3436
2020-06-11 09:00 | 7.4522 | 112.3731
2020-06-11 10:00 | 5.3713 | 100.3571
2020-06-11 11:00 | 4.2829 | 96.7594
2020-06-11 12:00 | 6.0436 | 93.5013
2020-06-11 13:00 | 6.1132 | 92.6016
2020-06-11 14:00 | 6.2017 | 85.4137
2020-06-11 15:00 | 6.4736 | 73.7864
2020-06-11 16:00 | 7.4151 | 73.6013
2020-06-11 17:00 | 8.1393 | 78.8631
2020-06-11 18:00 | 8.3898 | 83.1569
2020-06-11 19:00 | 8.4582 | 81.6469
2020-06-11 20:00 | 8.5634 | 78.3853
2020-06-11 21:00 | 8.8084 | 77.1399
2020-06-11 22:00 | 9.5054 | 78.737
2020-06-11 23:00 | 9.3767 | 80.0692
2020-06-12 00:00 | 9.1403 | 82.1913
2020-06-12 01:00 | 8.8442 | 83.605
2020-06-12 02:00 | 8.4946 | 84.8982
2020-06-12 03:00 | 7.9814 | 84.0274
2020-06-12 04:00 | 7.2622 | 79.8733
2020-06-12 05:00 | 5.9634 | 71.9737
2020-06-12 06:00 | 5.7638 | 68.0839
2020-06-12 07:00 | 5.7441 | 63.2438
2020-06-12 08:00 | 5.8479 | 56.283
2020-06-12 09:00 | 6.2312 | 49.8282
2020-06-12 10:00 | 6.8235 | 45.8334
2020-06-12 11:00 | 8.336 | 49.9735
2020-06-12 12:00 | 9.1276 | 56.2901
2020-06-12 13:00 | 8.8562 | 62.8899
2020-06-12 14:00 | 7.817 | 65.5144
2020-06-12 15:00 | 6.1321 | 74.4637
2020-06-12 16:00 | 4.6185 | 68.5925
2020-06-12 17:00 | 6.1665 | 43.9989
2020-06-12 18:00 | 7.9749 | 44.2439
2020-06-12 19:00 | 8.4656 | 50.6963
2020-06-12 20:00 | 8.0198 | 53.26
2020-06-12 21:00 | 7.4513 | 55.6973
2020-06-12 22:00 | 8.2188 | 55.2525
2020-06-12 23:00 | 7.3654 | 51.6259
2020-06-13 00:00 | 7.0673 | 47.2396
2020-06-13 01:00 | 7.2763 | 38.7324
2020-06-13 02:00 | 6.7121 | 36.1355
2020-06-13 03:00 | 6.5962 | 38.3355
2020-06-13 04:00 | 6.4932 | 37.4756
2020-06-13 05:00 | 5.5522 | 35.9275
2020-06-13 06:00 | 5.3367 | 38.3677
2020-06-13 07:00 | 5.475 | 43.1537
2020-06-13 08:00 | 5.6657 | 49.8629
2020-06-13 09:00 | 5.9452 | 59.6252
2020-06-13 10:00 | 6.3439 | 85.8864
2020-06-13 11:00 | 5.7978 | 86.7772
2020-06-13 12:00 | 5.6831 | 87.6735
2020-06-13 13:00 | 5.6503 | 88.8005
2020-06-13 14:00 | 5.1647 | 85.2501
2020-06-13 15:00 | 6.3072 | 47.6983
2020-06-13 16:00 | 7.8052 | 32.4152
2020-06-13 17:00 | 6.8751 | 34.3864
2020-06-13 18:00 | 8.4348 | 34.4396
2020-06-13 19:00 | 7.4064 | 46.6194
2020-06-13 20:00 | 7.2794 | 51.8475
2020-06-13 21:00 | 7.9005 | 41.7758
2020-06-13 22:00 | 6.013 | 19.9929
2020-06-13 23:00 | 7.2604 | 21.9
2020-06-14 00:00 | 7.5796 | 30.7996
2020-06-14 01:00 | 6.9892 | 29.8812
2020-06-14 02:00 | 7.3191 | 34.2362
2020-06-14 03:00 | 7.5797 | 35.2131
2020-06-14 04:00 | 7.253 | 34.1734
2020-06-14 05:00 | 6.8192 | 36.5186
2020-06-14 06:00 | 6.678 | 41.4114
2020-06-14 07:00 | 6.8818 | 50.9811
2020-06-14 08:00 | 6.3768 | 59.3829
2020-06-14 09:00 | 5.8548 | 67.5748
2020-06-14 10:00 | 4.4287 | 44.9491
2020-06-14 11:00 | 4.2871 | 32.9602
2020-06-14 12:00 | 4.5578 | 23.6573
2020-06-14 13:00 | 5.2411 | 12.3518
2020-06-14 14:00 | 5.9664 | 5.7746
2020-06-14 15:00 | 5.449 | 16.8054
2020-06-14 16:00 | 4.5671 | 30.5091
2020-06-14 17:00 | 3.9051 | 43.739
2020-06-14 18:00 | 3.857 | 53.77
2020-06-14 19:00 | 3.7357 | 69.1433
2020-06-14 20:00 | 3.7582 | 88.2816
2020-06-14 21:00 | 3.8955 | 99.7988
2020-06-14 22:00 | 3.6501 | 111.3833
2020-06-14 23:00 | 3.6213 | 122.7522
2020-06-15 00:00 | 3.3081 | 125.8067
2020-06-15 01:00 | 2.8557 | 122.8066
2020-06-15 02:00 | 2.2918 | 123.6599
2020-06-15 03:00 | 1.6074 | 124.2267
2020-06-15 04:00 | 1.6508 | 118.7772
2020-06-15 05:00 | 1.7197 | 129.7247
2020-06-15 06:00 | 1.4411 | 137.7328
2020-06-15 07:00 | 1.7176 | 132.7261
2020-06-15 08:00 | 1.7495 | 126.6188
2020-06-15 09:00 | 2.1151 | 129.3026
2020-06-15 10:00 | 3.2429 | 134.6084
2020-06-15 11:00 | 3.505 | 128.9517
2020-06-15 12:00 | 4.0235 | 123.2157
2020-06-15 13:00 | 4.1669 | 124.3814
2020-06-15 14:00 | 4.0988 | 128.5823
2020-06-15 15:00 | 3.4906 | 129.1276
2020-06-15 16:00 | 2.9061 | 132.7054
2020-06-15 17:00 | 2.9857 | 128.7601
2020-06-15 18:00 | 3.1322 | 114.0946
2020-06-15 19:00 | 3.4228 | 105.0695
2020-06-15 20:00 | 4.0811 | 102.6437
2020-06-15 21:00 | 4.4176 | 108.7628
2020-06-15 22:00 | 2.8282 | 118.5079
2020-06-15 23:00 | 0.68378 | 97.2381
2020-06-16 00:00 | 1.3667 | 88.3922
2020-06-16 01:00 | 1.8991 | 77.3633
2020-06-16 02:00 | 2.5344 | 74.3563
2020-06-16 03:00 | 3.5271 | 90.8765
2020-06-16 04:00 | 3.5416 | 102.6997
2020-06-16 05:00 | 2.8163 | 106.7985
2020-06-16 06:00 | 3.4846 | 109.2776
2020-06-16 07:00 | 4.044 | 110.0869
2020-06-16 08:00 | 4.7714 | 110.7859
2020-06-16 09:00 | 4.7846 | 110.7096
2020-06-16 10:00 | 3.6253 | 107.8643
2020-06-16 11:00 | 3.8248 | 93.8189
2020-06-16 12:00 | 4.3046 | 88.8321
2020-06-16 13:00 | 4.557 | 86.0825
2020-06-16 14:00 | 3.6976 | 88.0797
2020-06-16 15:00 | 3.5591 | 107.3524
2020-06-16 16:00 | 4.0273 | 103.216
2020-06-16 17:00 | 3.3027 | 94.2437
2020-06-16 18:00 | 3.1289 | 97.4173
2020-06-16 19:00 | 3.1958 | 106.1389
2020-06-16 20:00 | 3.0471 | 113.5286
2020-06-16 21:00 | 4.1634 | 88.7824
2020-06-16 22:00 | 4.3316 | 83.4355
2020-06-16 23:00 | 5.7918 | 74.8342
2020-06-17 00:00 | 7.1803 | 82.458
2020-06-17 01:00 | 7.0139 | 89.8395
2020-06-17 02:00 | 6.1565 | 93.8242
2020-06-17 03:00 | 5.7522 | 94.0657
2020-06-17 04:00 | 5.3359 | 91.6896
2020-06-17 05:00 | 4.8081 | 95.294
2020-06-17 06:00 | 4.61 | 96.6216
2020-06-17 07:00 | 5.2102 | 103.4115
2020-06-17 08:00 | 5.2566 | 103.0807
2020-06-17 09:00 | 4.882 | 97.9709
2020-06-17 10:00 | 3.3366 | 97.5457
2020-06-17 11:00 | 3.3037 | 95.3545
2020-06-17 12:00 | 4.6611 | 108.6923
2020-06-17 13:00 | 5.4084 | 109.8782
2020-06-17 14:00 | 3.8069 | 116.7203
2020-06-17 15:00 | 4.8475 | 115.0276
2020-06-17 16:00 | 5.7047 | 103.0397
2020-06-17 17:00 | 5.2094 | 104.9578
2020-06-17 18:00 | 6.3909 | 119.1227
2020-06-17 19:00 | 6.0635 | 132.4774
2020-06-17 20:00 | 5.6483 | 135.4589
2020-06-17 21:00 | 5.7388 | 137.1262
2020-06-17 22:00 | 5.5586 | 145.6626
2020-06-17 23:00 | 5.1033 | 148.4676
2020-06-18 00:00 | 4.664 | 147.1118
2020-06-18 01:00 | 4.6174 | 146.1906
2020-06-18 02:00 | 4.7227 | 144.6987
2020-06-18 03:00 | 4.5381 | 142.9809
2020-06-18 04:00 | 3.7959 | 140.7379
2020-06-18 05:00 | 2.9497 | 137.6045
2020-06-18 06:00 | 3.2184 | 131.5824
2020-06-18 07:00 | 4.2056 | 126.832
2020-06-18 08:00 | 4.6264 | 122.8686
2020-06-18 09:00 | 4.8287 | 120.4695
2020-06-18 10:00 | 4.1369 | 128.9147
2020-06-18 11:00 | 5.5103 | 124.1153
2020-06-18 12:00 | 3.7895 | 120.5443
2020-06-18 13:00 | 3.3881 | 116.1103
2020-06-18 14:00 | 3.8606 | 114.5388
2020-06-18 15:00 | 4.9505 | 101.5211
2020-06-18 16:00 | 7.0803 | 107.3154
2020-06-18 17:00 | 4.8873 | 120.0548
2020-06-18 18:00 | 4.9733 | 111.1571
2020-06-18 19:00 | 5.1589 | 107.9251
2020-06-18 20:00 | 5.0888 | 105.1458
2020-06-18 21:00 | 4.7048 | 98.3846
2020-06-18 22:00 | 5.294 | 84.2222
2020-06-18 23:00 | 5.704 | 85.6967
2020-06-19 00:00 | 5.6903 | 91.3377
2020-06-19 01:00 | 5.5207 | 96.9096
2020-06-19 02:00 | 5.5985 | 99.9317
2020-06-19 03:00 | 5.8375 | 98.5603
2020-06-19 04:00 | 5.9514 | 95.4576
2020-06-19 05:00 | 5.0758 | 98.0189
2020-06-19 06:00 | 4.5998 | 101.3667
2020-06-19 07:00 | 4.3672 | 103.1119
2020-06-19 08:00 | 4.6597 | 103.9313
2020-06-19 09:00 | 4.9684 | 108.5595
2020-06-19 10:00 | 4.6153 | 111.676
2020-06-19 11:00 | 4.8077 | 110.9948
2020-06-19 12:00 | 4.6744 | 113.4934
2020-06-19 13:00 | 4.5041 | 116.385
2020-06-19 14:00 | 4.4016 | 107.552
2020-06-19 15:00 | 5.6663 | 96.5377
2020-06-19 16:00 | 7.3421 | 94.0389
2020-06-19 17:00 | 6.789 | 96.6878
2020-06-19 18:00 | 5.5497 | 94.3055
2020-06-19 19:00 | 6.791 | 85.1003
2020-06-19 20:00 | 7.47 | 86.3638
2020-06-19 21:00 | 6.6223 | 90.7628
2020-06-19 22:00 | 6.9688 | 89.8456
2020-06-19 23:00 | 7.2697 | 86.6701
2020-06-20 00:00 | 7.1882 | 86.1296
2020-06-20 01:00 | 6.4226 | 87.7767
2020-06-20 02:00 | 6.0046 | 84.8369
2020-06-20 03:00 | 5.7769 | 78.2706
2020-06-20 04:00 | 5.1433 | 69.0706
2020-06-20 05:00 | 4.5629 | 61.3414
2020-06-20 06:00 | 3.9439 | 57.1261
2020-06-20 07:00 | 4.6742 | 53.9208
2020-06-20 08:00 | 5.1766 | 58.0175
2020-06-20 09:00 | 5.6417 | 64.4136
2020-06-20 10:00 | 5.3075 | 57.0564
2020-06-20 11:00 | 6.1285 | 55.5959
2020-06-20 12:00 | 7.2336 | 62.4795
2020-06-20 13:00 | 7.6868 | 65.7583
2020-06-20 14:00 | 7.2598 | 64.4597
2020-06-20 15:00 | 6.8873 | 70.8214
2020-06-20 16:00 | 6.0093 | 80.8155
2020-06-20 17:00 | 6.1761 | 67.2879
2020-06-20 18:00 | 5.1494 | 54.8279
2020-06-20 19:00 | 4.914 | 53.6152
2020-06-20 20:00 | 5.3845 | 48.9312
2020-06-20 21:00 | 6.0587 | 49.1111
2020-06-20 22:00 | 6.9023 | 40.1886
2020-06-20 23:00 | 7.459 | 47.6601
2020-06-21 00:00 | 6.8123 | 49.8279
2020-06-21 01:00 | 6.1325 | 49.6117
2020-06-21 02:00 | 5.4679 | 57.416
2020-06-21 03:00 | 4.6297 | 67.0555
2020-06-21 04:00 | 3.3155 | 71.1933
2020-06-21 05:00 | 1.8573 | 64.5844
2020-06-21 06:00 | 1.9819 | 60.2743
2020-06-21 07:00 | 2.7955 | 65.0146
2020-06-21 08:00 | 3.0551 | 74.4013
2020-06-21 09:00 | 3.4232 | 77.5474
2020-06-21 10:00 | 3.7271 | 92.3473
2020-06-21 11:00 | 4.3231 | 89.4261
2020-06-21 12:00 | 5.2421 | 87.93
2020-06-21 13:00 | 5.6305 | 83.2085
2020-06-21 14:00 | 5.738 | 78.4392
2020-06-21 15:00 | 5.7993 | 73.8161
2020-06-21 16:00 | 6.6375 | 56.8106
2020-06-21 17:00 | 6.7507 | 49.0966
2020-06-21 18:00 | 6.3248 | 47.6131
2020-06-21 19:00 | 6.0929 | 47.6251
2020-06-21 20:00 | 6.5905 | 55.8329
2020-06-21 21:00 | 6.6725 | 60.8789
2020-06-21 22:00 | 6.6465 | 71.3063
2020-06-21 23:00 | 6.2557 | 66.5084
2020-06-22 00:00 | 5.9811 | 56.0353
2020-06-22 01:00 | 6.5781 | 48.4161
2020-06-22 02:00 | 6.7818 | 50.7102
2020-06-22 03:00 | 6.1151 | 57.8754
2020-06-22 04:00 | 5.21 | 58.7661
2020-06-22 05:00 | 4.3555 | 54.0669
2020-06-22 06:00 | 4.5769 | 51.7785
2020-06-22 07:00 | 4.7835 | 54.2654
2020-06-22 08:00 | 4.8731 | 65.4342
2020-06-22 09:00 | 4.9709 | 74.0448
2020-06-22 10:00 | 4.5207 | 76.6401
2020-06-22 11:00 | 4.497 | 71.2115
2020-06-22 12:00 | 5.007 | 61.8236
2020-06-22 13:00 | 4.6573 | 76.4883
2020-06-22 14:00 | 4.6225 | 58.876
2020-06-22 15:00 | 4.3923 | 51.7547
2020-06-22 16:00 | 4.9095 | 43.3544
2020-06-22 17:00 | 7.0126 | 64.9658
2020-06-22 18:00 | 5.1775 | 92.6277
2020-06-22 19:00 | 5.2251 | 94.0555
2020-06-22 20:00 | 5.3098 | 94.4125
2020-06-22 21:00 | 4.9588 | 96.8936
2020-06-22 22:00 | 3.8097 | 101.0034
2020-06-22 23:00 | 2.6076 | 83.6455
2020-06-23 00:00 | 3.0694 | 67.8378
2020-06-23 01:00 | 3.3583 | 65.1853
2020-06-23 02:00 | 3.132 | 67.6732
2020-06-23 03:00 | 2.7397 | 69.427
2020-06-23 04:00 | 2.22 | 70.1025
2020-06-23 05:00 | 1.7043 | 73.8813
2020-06-23 06:00 | 1.4044 | 75.0539
2020-06-23 07:00 | 1.1802 | 75.5751
2020-06-23 08:00 | 1.1193 | 85.8622
2020-06-23 09:00 | 1.0184 | 94.7553
2020-06-23 10:00 | 0.81987 | 80.3217
2020-06-23 11:00 | 0.60336 | 34.2193
2020-06-23 12:00 | 0.91035 | 359.7714
2020-06-23 13:00 | 1.269 | 355.7592
2020-06-23 14:00 | 0.55836 | 351.0973
2020-06-23 15:00 | 1.4188 | 21.9281
2020-06-23 16:00 | 1.9631 | 36.9321
2020-06-23 17:00 | 1.7803 | 0.16598
2020-06-23 18:00 | 2.5054 | 17.0944
2020-06-23 19:00 | 3.2454 | 48.5558
2020-06-23 20:00 | 4.0626 | 79.1966
2020-06-23 21:00 | 4.5483 | 96.7729
2020-06-23 22:00 | 5.0787 | 105.0402
2020-06-23 23:00 | 4.4575 | 99.6496
2020-06-24 00:00 | 4.8917 | 89.1314
2020-06-24 01:00 | 5.5848 | 71.1233
2020-06-24 02:00 | 5.6877 | 71.1779
2020-06-24 03:00 | 5.8105 | 70.6138
2020-06-24 04:00 | 6.1422 | 72.042
2020-06-24 05:00 | 6.1878 | 67.0897
2020-06-24 06:00 | 6.027 | 66.0504
2020-06-24 07:00 | 5.4441 | 66.9205
2020-06-24 08:00 | 5.0112 | 65.5277
2020-06-24 09:00 | 4.6787 | 65.2188
2020-06-24 10:00 | 4.0704 | 60.9432
2020-06-24 11:00 | 4.7825 | 58.2095
2020-06-24 12:00 | 5.4558 | 55.6917
2020-06-24 13:00 | 6.2434 | 57.841
2020-06-24 14:00 | 6.7645 | 60.5259
2020-06-24 15:00 | 6.5002 | 64.1568
2020-06-24 16:00 | 6.2994 | 66.5711
2020-06-24 17:00 | 6.3104 | 63.2156
2020-06-24 18:00 | 6.2927 | 66.0681
2020-06-24 19:00 | 6.3955 | 71.2165
2020-06-24 20:00 | 6.4213 | 74.413
2020-06-24 21:00 | 6.2939 | 76.7289
2020-06-24 22:00 | 5.7275 | 83.2033
2020-06-24 23:00 | 5.1138 | 84.3419
2020-06-25 00:00 | 4.3164 | 80.3332
2020-06-25 01:00 | 3.7501 | 66.1227
2020-06-25 02:00 | 4.6035 | 53.1941
2020-06-25 03:00 | 5.1706 | 49.8176
2020-06-25 04:00 | 4.7042 | 52.7253
2020-06-25 05:00 | 3.4997 | 57.4827
2020-06-25 06:00 | 3.5704 | 62.0145
2020-06-25 07:00 | 4.5484 | 73.0727
2020-06-25 08:00 | 4.8494 | 81.522
2020-06-25 09:00 | 4.6512 | 81.118
2020-06-25 10:00 | 3.4168 | 81.7275
2020-06-25 11:00 | 3.6712 | 75.6464
2020-06-25 12:00 | 3.8972 | 72.5026
2020-06-25 13:00 | 4.2296 | 67.9708
2020-06-25 14:00 | 4.6743 | 65.821
2020-06-25 15:00 | 4.6235 | 63.9096
2020-06-25 16:00 | 3.9408 | 56.1874
2020-06-25 17:00 | 3.8582 | 47.0421
2020-06-25 18:00 | 4.2571 | 45.0619
2020-06-25 19:00 | 5.0703 | 55.3401
2020-06-25 20:00 | 6.0992 | 70.663
2020-06-25 21:00 | 6.498 | 87.2859
2020-06-25 22:00 | 6.5177 | 109.4758
2020-06-25 23:00 | 6.0575 | 118.6504
2020-06-26 00:00 | 5.4138 | 125.0879
2020-06-26 01:00 | 5.0468 | 125.761
2020-06-26 02:00 | 4.9228 | 123.8232
2020-06-26 03:00 | 4.5409 | 124.5125
2020-06-26 04:00 | 4.1613 | 124.0244
2020-06-26 05:00 | 3.2284 | 117.4742
2020-06-26 06:00 | 2.8163 | 114.7907
2020-06-26 07:00 | 2.9931 | 112.8444
2020-06-26 08:00 | 3.3298 | 112.0561
2020-06-26 09:00 | 3.5111 | 112.3394
2020-06-26 10:00 | 3.1517 | 125.5112
2020-06-26 11:00 | 3.091 | 120.3018
2020-06-26 12:00 | 3.2229 | 117.314
2020-06-26 13:00 | 3.8255 | 116.1274
2020-06-26 14:00 | 4.3558 | 118.9707
2020-06-26 15:00 | 4.4271 | 125.1563
2020-06-26 16:00 | 4.2243 | 126.2389
2020-06-26 17:00 | 4.5774 | 124.6218
2020-06-26 18:00 | 5.1552 | 128.6424
2020-06-26 19:00 | 5.6417 | 134.9989
2020-06-26 20:00 | 5.97 | 139.6347
2020-06-26 21:00 | 6.1431 | 143.6109
2020-06-26 22:00 | 6.0419 | 148.3897
2020-06-26 23:00 | 5.9163 | 155.7275
2020-06-27 00:00 | 5.9059 | 160.5096
2020-06-27 01:00 | 5.8496 | 164.9825
2020-06-27 02:00 | 5.7029 | 169.6775
2020-06-27 03:00 | 5.6707 | 169.6623
2020-06-27 04:00 | 5.4442 | 169.9031
2020-06-27 05:00 | 4.3415 | 168.914
2020-06-27 06:00 | 3.8773 | 169.9569
2020-06-27 07:00 | 3.7013 | 179.0091
2020-06-27 08:00 | 4.4414 | 192.3359
2020-06-27 09:00 | 5.1273 | 198.9755
2020-06-27 10:00 | 5.0694 | 195.2731
2020-06-27 11:00 | 5.1802 | 189.6162
2020-06-27 12:00 | 5.3379 | 190.07
2020-06-27 13:00 | 5.5145 | 193.4738
2020-06-27 14:00 | 5.3865 | 194.6676
2020-06-27 15:00 | 5.3702 | 199.7211
2020-06-27 16:00 | 4.8404 | 205.5079
2020-06-27 17:00 | 4.7727 | 211.0612
2020-06-27 18:00 | 5.0489 | 213.7833
2020-06-27 19:00 | 5.6222 | 216.6912
2020-06-27 20:00 | 5.9325 | 215.4759
2020-06-27 21:00 | 6.3455 | 209.3444
2020-06-27 22:00 | 5.3482 | 205.0473
2020-06-27 23:00 | 5.9266 | 201.5841
2020-06-28 00:00 | 5.656 | 208.1295
2020-06-28 01:00 | 5.8717 | 219.4559
2020-06-28 02:00 | 5.8347 | 225.1009
2020-06-28 03:00 | 5.6035 | 224.9109
2020-06-28 04:00 | 5.3905 | 222.8022
2020-06-28 05:00 | 4.2898 | 230.0595
2020-06-28 06:00 | 4.0552 | 233.6575
2020-06-28 07:00 | 3.7985 | 240.6945
2020-06-28 08:00 | 4.1888 | 246.2034
2020-06-28 09:00 | 5.1004 | 244.0729
2020-06-28 10:00 | 5.0735 | 249.5245
2020-06-28 11:00 | 5.8923 | 253.4431
2020-06-28 12:00 | 5.9001 | 256.7283
2020-06-28 13:00 | 5.6543 | 259.3831
2020-06-28 14:00 | 6.9779 | 268.9815
2020-06-28 15:00 | 5.7225 | 274.5954
2020-06-28 16:00 | 5.3494 | 273.9433
2020-06-28 17:00 | 4.919 | 276.6098
2020-06-28 18:00 | 5.4162 | 277.2823
2020-06-28 19:00 | 5.9567 | 280.689
2020-06-28 20:00 | 6.4839 | 287.4447
2020-06-28 21:00 | 5.9928 | 296.7559
2020-06-28 22:00 | 6.3651 | 299.8406
2020-06-28 23:00 | 6.1115 | 299.544
2020-06-29 00:00 | 6.1044 | 310.8867
2020-06-29 01:00 | 5.4753 | 305.7197
2020-06-29 02:00 | 5.7985 | 289.6981
2020-06-29 03:00 | 5.7312 | 293.4327
2020-06-29 04:00 | 5.1412 | 303.9814
2020-06-29 05:00 | 5.183 | 317.2372
2020-06-29 06:00 | 5.0831 | 322.6234
2020-06-29 07:00 | 5.5306 | 326.7313
2020-06-29 08:00 | 5.5114 | 332.4265
2020-06-29 09:00 | 5.601 | 335.2145
2020-06-29 10:00 | 3.4861 | 339.4998
2020-06-29 11:00 | 3.3235 | 333.113
2020-06-29 12:00 | 3.2855 | 334.6623
2020-06-29 13:00 | 3.3656 | 342.168
2020-06-29 14:00 | 3.1869 | 348.6074
2020-06-29 15:00 | 2.561 | 359.8204
2020-06-29 16:00 | 2.1201 | 17.5106
2020-06-29 17:00 | 2.225 | 44.3751
2020-06-29 18:00 | 2.573 | 71.7916
2020-06-29 19:00 | 3.4607 | 98.9957
2020-06-29 20:00 | 4.1797 | 122.2979
2020-06-29 21:00 | 4.7627 | 141.4162
2020-06-29 22:00 | 4.8061 | 153.4149
2020-06-29 23:00 | 5.2055 | 163.9206
2020-06-30 00:00 | 5.5992 | 163.5932
2020-06-30 01:00 | 6.0497 | 166.2827
2020-06-30 02:00 | 6.0258 | 171.7804
2020-06-30 03:00 | 5.6417 | 189.1433
2020-06-30 04:00 | 5.0576 | 227.5778
2020-06-30 05:00 | 5.5201 | 270.3652
2020-06-30 06:00 | 6.5117 | 292.6628
2020-06-30 07:00 | 6.3217 | 303.7683
2020-06-30 08:00 | 6.3713 | 304.5187
2020-06-30 09:00 | 6.7507 | 305.5245
2020-06-30 10:00 | 5.4913 | 310.548
2020-06-30 11:00 | 6.4851 | 298.2055
2020-06-30 12:00 | 7.0082 | 292.843
2020-06-30 13:00 | 6.8256 | 289.7799
2020-06-30 14:00 | 6.5115 | 289.1329
2020-06-30 15:00 | 6.3248 | 292.9469
2020-06-30 16:00 | 6.2041 | 298.4102
2020-06-30 17:00 | 5.2398 | 304.5372
2020-06-30 18:00 | 4.5955 | 308.3482
2020-06-30 19:00 | 4.4326 | 306.1355
2020-06-30 20:00 | 4.5946 | 300.3841
2020-06-30 21:00 | 4.8452 | 295.6199
2020-06-30 22:00 | 4.2366 | 285.5475
2020-06-30 23:00 | 3.6094 | 271.2337
2020-07-01 00:00 | 3.9095 | 261.7751
2020-07-01 01:00 | 4.2706 | 258.99
2020-07-01 02:00 | 4.4722 | 255.6041
2020-07-01 03:00 | 4.6319 | 253.9946
2020-07-01 04:00 | 4.8467 | 254.0636
2020-07-01 05:00 | 3.9316 | 249.7368
2020-07-01 06:00 | 3.4597 | 251.2198
2020-07-01 07:00 | 3.6524 | 251.8948
2020-07-01 08:00 | 4.1006 | 252.4364
2020-07-01 09:00 | 5.004 | 262.8051
2020-07-01 10:00 | 5.0652 | 257.7112
2020-07-01 11:00 | 5.811 | 260.2174
2020-07-01 12:00 | 5.8621 | 260.4946
2020-07-01 13:00 | 5.8081 | 259.8852
2020-07-01 14:00 | 5.5468 | 257.7203
2020-07-01 15:00 | 5.082 | 252.8936
2020-07-01 16:00 | 4.8279 | 247.2136
2020-07-01 17:00 | 4.7407 | 239.9282
2020-07-01 18:00 | 4.8335 | 234.1846
2020-07-01 19:00 | 5.0393 | 224.0593
2020-07-01 20:00 | 5.724 | 216.497
2020-07-01 21:00 | 6.0628 | 218.1547
2020-07-01 22:00 | 6.1334 | 222.9719
2020-07-01 23:00 | 6.1607 | 223.3557
2020-07-02 00:00 | 5.989 | 222.073
2020-07-02 01:00 | 5.9301 | 220.6408
2020-07-02 02:00 | 5.8306 | 221.7693
2020-07-02 03:00 | 5.6051 | 227.0458
2020-07-02 04:00 | 4.8854 | 229.4091
2020-07-02 05:00 | 3.5942 | 225.6973
2020-07-02 06:00 | 2.992 | 213.9269
2020-07-02 07:00 | 3.1859 | 206.8844
2020-07-02 08:00 | 4.1186 | 212.6735
2020-07-02 09:00 | 4.497 | 213.4657
2020-07-02 10:00 | 4.2783 | 198.3809
2020-07-02 11:00 | 4.6286 | 199.0811
2020-07-02 12:00 | 4.6316 | 201.0866
2020-07-02 13:00 | 4.4664 | 204.5631
2020-07-02 14:00 | 4.4572 | 205.1329
2020-07-02 15:00 | 4.171 | 204.4059
2020-07-02 16:00 | 3.8601 | 192.5168
2020-07-02 17:00 | 4.2808 | 180.6127
2020-07-02 18:00 | 5.0088 | 174.6112
2020-07-02 19:00 | 5.9413 | 174.4679
2020-07-02 20:00 | 6.5915 | 175.5907
2020-07-02 21:00 | 6.8819 | 177.2339
2020-07-02 22:00 | 6.3293 | 179.2226
2020-07-02 23:00 | 6.5357 | 172.0288
2020-07-03 00:00 | 7.0378 | 170.5712
2020-07-03 01:00 | 7.549 | 171.5009
2020-07-03 02:00 | 7.7715 | 172.5515
2020-07-03 03:00 | 7.7075 | 172.1174
2020-07-03 04:00 | 7.1875 | 173.0872
2020-07-03 05:00 | 6.0551 | 174.8916
2020-07-03 06:00 | 5.7593 | 179.2572
2020-07-03 07:00 | 5.9778 | 181.8839
2020-07-03 08:00 | 6.6026 | 186.5045
2020-07-03 09:00 | 6.8889 | 187.2302
2020-07-03 10:00 | 6.5003 | 182.4017
2020-07-03 11:00 | 6.4091 | 182.1714
2020-07-03 12:00 | 6.263 | 179.2012
2020-07-03 13:00 | 5.9133 | 176.3848
2020-07-03 14:00 | 5.8048 | 182.2239
2020-07-03 15:00 | 4.9474 | 195.1968
2020-07-03 16:00 | 5.9652 | 228.1284
2020-07-03 17:00 | 5.6897 | 259.2311
2020-07-03 18:00 | 4.2938 | 282.212
2020-07-03 19:00 | 3.9673 | 296.4123
2020-07-03 20:00 | 4.3288 | 306.0832
2020-07-03 21:00 | 4.2063 | 315.0561
2020-07-03 22:00 | 3.3038 | 345.2176
2020-07-03 23:00 | 1.9067 | 335.5584
2020-07-04 00:00 | 2.5699 | 315.4518
2020-07-04 01:00 | 3.7713 | 313.6542
2020-07-04 02:00 | 4.7906 | 313.5857
2020-07-04 03:00 | 5.6921 | 318.6475
2020-07-04 04:00 | 5.5397 | 326.7142
2020-07-04 05:00 | 5.0824 | 336.9115
2020-07-04 06:00 | 4.1386 | 343.9037
2020-07-04 07:00 | 3.1186 | 345.2339
2020-07-04 08:00 | 3.4256 | 332.3789
2020-07-04 09:00 | 3.6359 | 324.4656
2020-07-04 10:00 | 3.6792 | 312.0468
2020-07-04 11:00 | 4.3048 | 314.8317
2020-07-04 12:00 | 4.4414 | 313.7267
2020-07-04 13:00 | 4.5768 | 318.9717
2020-07-04 14:00 | 4.8828 | 331.4326
2020-07-04 15:00 | 5.1649 | 339.2345
2020-07-04 16:00 | 4.8782 | 350.099
2020-07-04 17:00 | 4.4537 | 346.6104
2020-07-04 18:00 | 4.9128 | 345.9856
2020-07-04 19:00 | 5.1274 | 346.8646
2020-07-04 20:00 | 5.412 | 350.5802
2020-07-04 21:00 | 5.4348 | 354.8833
2020-07-04 22:00 | 5.0715 | 337.2013
2020-07-04 23:00 | 5.2576 | 340.4415
2020-07-05 00:00 | 5.3963 | 341.0531
2020-07-05 01:00 | 5.3881 | 342.4261
2020-07-05 02:00 | 5.2344 | 340.2118
2020-07-05 03:00 | 5.2133 | 338.0045
2020-07-05 04:00 | 5.2494 | 334.0614
2020-07-05 05:00 | 4.4372 | 333.2263
2020-07-05 06:00 | 4.6733 | 338.1999
2020-07-05 07:00 | 4.7022 | 350.9276
2020-07-05 08:00 | 4.1312 | 355.582
2020-07-05 09:00 | 3.8524 | 351.9666
2020-07-05 10:00 | 3.1339 | 350.3523
2020-07-05 11:00 | 2.962 | 335.8231
2020-07-05 12:00 | 3.0305 | 326.8098
2020-07-05 13:00 | 3.3686 | 324.3214
2020-07-05 14:00 | 4.0261 | 323.9903
2020-07-05 15:00 | 4.3857 | 325.9744
2020-07-05 16:00 | 4.3821 | 326.5138
2020-07-05 17:00 | 4.4515 | 327.9338
2020-07-05 18:00 | 4.7534 | 334.7114
2020-07-05 19:00 | 4.5047 | 344.0595
2020-07-05 20:00 | 3.9078 | 351.5715
2020-07-05 21:00 | 3.1844 | 0.11503
2020-07-05 22:00 | 2.0471 | 332.7571
2020-07-05 23:00 | 1.8077 | 326.5186
2020-07-06 00:00 | 1.8622 | 313.1114
2020-07-06 01:00 | 2.0396 | 303.6122
2020-07-06 02:00 | 2.08 | 294.5934
2020-07-06 03:00 | 1.9508 | 280.1487
2020-07-06 04:00 | 1.7441 | 267.0998
2020-07-06 05:00 | 1.0196 | 259.4821
2020-07-06 06:00 | 0.5481 | 266.2409
2020-07-06 07:00 | 0.40501 | 182.0339
2020-07-06 08:00 | 1.2227 | 178.7936
2020-07-06 09:00 | 1.8231 | 183.1969
2020-07-06 10:00 | 3.1589 | 175.6764
2020-07-06 11:00 | 3.2789 | 192.1966
2020-07-06 12:00 | 3.0406 | 203.6023
2020-07-06 13:00 | 2.4504 | 209.743
2020-07-06 14:00 | 2.1493 | 212.378
2020-07-06 15:00 | 1.9192 | 212.1731
2020-07-06 16:00 | 1.6135 | 201.983
2020-07-06 17:00 | 1.7722 | 200.0448
2020-07-06 18:00 | 2.1349 | 201.5782
2020-07-06 19:00 | 2.288 | 200.9025
2020-07-06 20:00 | 2.4421 | 202.4093
2020-07-06 21:00 | 2.5371 | 201.3663
2020-07-06 22:00 | 0.65995 | 72.0393
2020-07-06 23:00 | 1.6077 | 82.4767
2020-07-07 00:00 | 0.86465 | 88.733
2020-07-07 01:00 | 1.4546 | 312.7533
2020-07-07 02:00 | 3.4792 | 327.2957
2020-07-07 03:00 | 3.632 | 0.72986
2020-07-07 04:00 | 3.0659 | 40.1779
2020-07-07 05:00 | 2.1112 | 9.9019
2020-07-07 06:00 | 2.5256 | 337.6585
2020-07-07 07:00 | 2.4734 | 338.438
2020-07-07 08:00 | 2.0005 | 344.5822
2020-07-07 09:00 | 3.6009 | 325.0346
2020-07-07 10:00 | 5.8148 | 316.1433
2020-07-07 11:00 | 7.7019 | 318.6593
2020-07-07 12:00 | 8.8678 | 327.7527
2020-07-07 13:00 | 8.7516 | 338.3301
2020-07-07 14:00 | 8.802 | 335.3122
2020-07-07 15:00 | 10.0532 | 336.4032
2020-07-07 16:00 | 10.5924 | 338.7983
2020-07-07 17:00 | 10.3673 | 339.3074
2020-07-07 18:00 | 9.7466 | 335.8712
2020-07-07 19:00 | 10.1775 | 328.2905
2020-07-07 20:00 | 10.1627 | 323.7878
2020-07-07 21:00 | 10.0952 | 320.8909
2020-07-07 22:00 | 10.3436 | 320.7957
2020-07-07 23:00 | 8.9141 | 323.4115
2020-07-08 00:00 | 8.2972 | 323.5208
2020-07-08 01:00 | 7.7665 | 319.3917
2020-07-08 02:00 | 7.7986 | 316.4787
2020-07-08 03:00 | 7.8782 | 313.853
2020-07-08 04:00 | 9.1402 | 313.3786
2020-07-08 05:00 | 9.4338 | 315.521
2020-07-08 06:00 | 8.7301 | 316.8897
2020-07-08 07:00 | 8.8981 | 314.9368
2020-07-08 08:00 | 8.9115 | 313.236
2020-07-08 09:00 | 8.62 | 311.4205
2020-07-08 10:00 | 8.5922 | 311.1189
2020-07-08 11:00 | 8.3959 | 308.965
2020-07-08 12:00 | 8.2315 | 308.1157
2020-07-08 13:00 | 8.3363 | 306.7407
2020-07-08 14:00 | 8.2028 | 305.8566
2020-07-08 15:00 | 8.1917 | 305.097
2020-07-08 16:00 | 7.6517 | 305.7418
2020-07-08 17:00 | 5.9145 | 304.9921
2020-07-08 18:00 | 5.5776 | 300.3667
2020-07-08 19:00 | 5.4395 | 295.4348
2020-07-08 20:00 | 5.3908 | 288.2977
2020-07-08 21:00 | 5.4984 | 280.0146
2020-07-08 22:00 | 5.9233 | 275.916
2020-07-08 23:00 | 5.7744 | 271.0076
2020-07-09 00:00 | 5.6634 | 266.6849
2020-07-09 01:00 | 5.8342 | 264.6515
2020-07-09 02:00 | 5.5222 | 264.6965
2020-07-09 03:00 | 4.634 | 262.1813
2020-07-09 04:00 | 3.9471 | 258.5399
2020-07-09 05:00 | 3.526 | 268.4306
2020-07-09 06:00 | 3.6738 | 280.2944
2020-07-09 07:00 | 3.219 | 282.6061
2020-07-09 08:00 | 2.3996 | 267.8718
2020-07-09 09:00 | 2.5346 | 247.0026
2020-07-09 10:00 | 3.1762 | 250.2129
2020-07-09 11:00 | 3.7706 | 262.0518
2020-07-09 12:00 | 4.3653 | 274.6421
2020-07-09 13:00 | 3.8573 | 280.3631
2020-07-09 14:00 | 3.4011 | 282.2052
2020-07-09 15:00 | 3.163 | 284.3905
2020-07-09 16:00 | 2.4019 | 283.3086
2020-07-09 17:00 | 1.8507 | 282.6323
2020-07-09 18:00 | 1.7285 | 284.5769
2020-07-09 19:00 | 1.7764 | 275.4089
2020-07-09 20:00 | 1.793 | 251.4428
2020-07-09 21:00 | 1.9383 | 250.1052
2020-07-09 22:00 | 2.6371 | 207.5294
2020-07-09 23:00 | 3.2579 | 198.4681
2020-07-10 00:00 | 3.7606 | 194.465
2020-07-10 01:00 | 4.106 | 189.5188
2020-07-10 02:00 | 4.5845 | 189.2709
2020-07-10 03:00 | 4.8825 | 187.8519
2020-07-10 04:00 | 4.7298 | 183.8637
2020-07-10 05:00 | 3.9898 | 176.618
2020-07-10 06:00 | 4.7261 | 180.1793
2020-07-10 07:00 | 4.6717 | 194.1653
2020-07-10 08:00 | 4.3711 | 204.0891
2020-07-10 09:00 | 4.2596 | 210.138
2020-07-10 10:00 | 4.0112 | 212.904
2020-07-10 11:00 | 4.3506 | 220.7239
2020-07-10 12:00 | 4.5307 | 225.0958
2020-07-10 13:00 | 4.1451 | 222.3283
2020-07-10 14:00 | 4.3495 | 224.2137
2020-07-10 15:00 | 4.4627 | 221.3189
2020-07-10 16:00 | 4.1229 | 201.7034
2020-07-10 17:00 | 4.8399 | 188.0403
2020-07-10 18:00 | 6.117 | 182.6005
2020-07-10 19:00 | 6.6016 | 182.8222
2020-07-10 20:00 | 6.6259 | 184.3313
2020-07-10 21:00 | 6.6479 | 183.9813
2020-07-10 22:00 | 6.8585 | 180.7669
2020-07-10 23:00 | 6.8281 | 179.2287
2020-07-11 00:00 | 6.6179 | 180.8741
2020-07-11 01:00 | 6.4851 | 183.5806
2020-07-11 02:00 | 6.7615 | 182.6158
2020-07-11 03:00 | 6.5996 | 184.1721
2020-07-11 04:00 | 5.9798 | 186.9109
2020-07-11 05:00 | 4.8401 | 185.15
2020-07-11 06:00 | 4.3375 | 185.681
2020-07-11 07:00 | 4.0536 | 184.4015
2020-07-11 08:00 | 4.4998 | 186.1242
2020-07-11 09:00 | 5.4939 | 199.833
2020-07-11 10:00 | 4.8908 | 203.0185
2020-07-11 11:00 | 4.6717 | 207.036
2020-07-11 12:00 | 4.5095 | 200.1939
2020-07-11 13:00 | 4.6397 | 192.767
2020-07-11 14:00 | 4.8403 | 186.0429
2020-07-11 15:00 | 5.0584 | 181.795
2020-07-11 16:00 | 4.9155 | 174.9262
2020-07-11 17:00 | 5.3165 | 173.119
2020-07-11 18:00 | 6.2348 | 174.2038
2020-07-11 19:00 | 6.5281 | 179.5918
2020-07-11 20:00 | 6.6772 | 185.8168
2020-07-11 21:00 | 6.7526 | 191.9492
2020-07-11 22:00 | 6.1576 | 208.6306
2020-07-11 23:00 | 5.015 | 210.0769
2020-07-12 00:00 | 3.9101 | 210.1916
2020-07-12 01:00 | 3.3043 | 216.7401
2020-07-12 02:00 | 3.224 | 228.579
2020-07-12 03:00 | 3.4686 | 240.3176
2020-07-12 04:00 | 2.8855 | 256.6637
2020-07-12 05:00 | 1.2595 | 298.3063
2020-07-12 06:00 | 1.6116 | 342.3225
2020-07-12 07:00 | 2.6436 | 341.504
2020-07-12 08:00 | 3.3443 | 343.6373
2020-07-12 09:00 | 3.2475 | 343.6931
2020-07-12 10:00 | 4.2074 | 341.4746
2020-07-12 11:00 | 6.5451 | 326.4682
2020-07-12 12:00 | 8.9463 | 329.2884
2020-07-12 13:00 | 10.1608 | 332.2087
2020-07-12 14:00 | 10.4274 | 334.5063
2020-07-12 15:00 | 10.5105 | 336.3
2020-07-12 16:00 | 10.2699 | 337.1599
2020-07-12 17:00 | 9.9153 | 339.1923
2020-07-12 18:00 | 10.0813 | 339.7497
2020-07-12 19:00 | 9.8407 | 340.5705
2020-07-12 20:00 | 9.2486 | 337.917
2020-07-12 21:00 | 8.6238 | 334.7745
2020-07-12 22:00 | 9.7822 | 328.7101
2020-07-12 23:00 | 9.6191 | 332.1185
2020-07-13 00:00 | 9.4885 | 335.1462
2020-07-13 01:00 | 9.2122 | 333.2356
2020-07-13 02:00 | 8.9272 | 331.6364
2020-07-13 03:00 | 8.6696 | 329.7666
2020-07-13 04:00 | 9.3415 | 330.415
2020-07-13 05:00 | 9.4578 | 337.0585
2020-07-13 06:00 | 9.3048 | 345.5122
2020-07-13 07:00 | 9.287 | 349.1063
2020-07-13 08:00 | 9.3914 | 347.5667
2020-07-13 09:00 | 9.4699 | 345.4517
2020-07-13 10:00 | 9.0501 | 340.5822
2020-07-13 11:00 | 9.458 | 338.3946
2020-07-13 12:00 | 9.677 | 335.871
2020-07-13 13:00 | 9.287 | 334.4896
2020-07-13 14:00 | 9.5093 | 335.955
2020-07-13 15:00 | 8.6152 | 338.3071
2020-07-13 16:00 | 8.0719 | 338.5707
2020-07-13 17:00 | 7.6103 | 337.0264
2020-07-13 18:00 | 7.6056 | 332.6653
2020-07-13 19:00 | 7.7533 | 328.7146
2020-07-13 20:00 | 7.7759 | 327.8632
2020-07-13 21:00 | 7.9684 | 327.4603
2020-07-13 22:00 | 8.302 | 323.3605
2020-07-13 23:00 | 8.1791 | 320.9096
2020-07-14 00:00 | 8.27 | 319.5868
2020-07-14 01:00 | 8.2857 | 317.5784
2020-07-14 02:00 | 8.2488 | 317.2581
2020-07-14 03:00 | 8.3293 | 318.0424
2020-07-14 04:00 | 8.3085 | 318.3725
2020-07-14 05:00 | 7.6713 | 321.522
2020-07-14 06:00 | 7.6005 | 325.3847
2020-07-14 07:00 | 8.0301 | 331.1031
2020-07-14 08:00 | 8.6858 | 338.1768
2020-07-14 09:00 | 8.655 | 341.6688
2020-07-14 10:00 | 7.5133 | 334.7022
2020-07-14 11:00 | 7.648 | 331.9439
2020-07-14 12:00 | 7.9751 | 328.5253
2020-07-14 13:00 | 8.2645 | 325.862
2020-07-14 14:00 | 8.3829 | 326.9876
2020-07-14 15:00 | 8.3506 | 327.7515
2020-07-14 16:00 | 7.9842 | 326.8924
2020-07-14 17:00 | 7.8784 | 323.7576
2020-07-14 18:00 | 7.7831 | 318.6385
2020-07-14 19:00 | 7.7002 | 313.6006
2020-07-14 20:00 | 7.5658 | 310.4382
2020-07-14 21:00 | 7.3359 | 308.8494
2020-07-14 22:00 | 7.2577 | 306.9083
2020-07-14 23:00 | 6.9787 | 302.0165
2020-07-15 00:00 | 7.1155 | 295.9639
2020-07-15 01:00 | 7.137 | 293.5696
2020-07-15 02:00 | 7.1227 | 292.1822
2020-07-15 03:00 | 6.805 | 290.787
2020-07-15 04:00 | 6.5799 | 286.6493
2020-07-15 05:00 | 5.8787 | 286.4918
2020-07-15 06:00 | 5.8525 | 287.2325
2020-07-15 07:00 | 6.3388 | 292.0199
2020-07-15 08:00 | 6.9941 | 296.94
2020-07-15 09:00 | 6.8531 | 297.9592
2020-07-15 10:00 | 6.1173 | 302.5841
2020-07-15 11:00 | 5.7339 | 300.3084
2020-07-15 12:00 | 5.7234 | 296.4771
2020-07-15 13:00 | 5.7397 | 294.7829
2020-07-15 14:00 | 5.4969 | 295.0198
2020-07-15 15:00 | 5.635 | 294.3815
2020-07-15 16:00 | 4.6722 | 299.1443
2020-07-15 17:00 | 3.9166 | 308.5308
2020-07-15 18:00 | 3.431 | 318.2081
2020-07-15 19:00 | 3.1678 | 328.9323
2020-07-15 20:00 | 3.023 | 342.6745
2020-07-15 21:00 | 3.0285 | 352.7841
2020-07-15 22:00 | 2.7313 | 346.333
2020-07-15 23:00 | 1.8018 | 337.9448
2020-07-16 00:00 | 1.233 | 301.0661
2020-07-16 01:00 | 1.482 | 259.4107
2020-07-16 02:00 | 1.9095 | 244.8838
2020-07-16 03:00 | 2.3034 | 245.3915
2020-07-16 04:00 | 3.0697 | 249.089
2020-07-16 05:00 | 2.5975 | 244.7374
2020-07-16 06:00 | 1.7439 | 242.6655
2020-07-16 07:00 | 1.4048 | 259.9864
2020-07-16 08:00 | 1.1008 | 299.6534
2020-07-16 09:00 | 1.1877 | 304.522
2020-07-16 10:00 | 0.78163 | 292.8699
2020-07-16 11:00 | 1.4537 | 276.5078
2020-07-16 12:00 | 1.1072 | 270.5022
2020-07-16 13:00 | 0.89643 | 263.632
2020-07-16 14:00 | 0.48482 | 210.6904
2020-07-16 15:00 | 0.54809 | 134.3074
2020-07-16 16:00 | 0.86404 | 135.4937
2020-07-16 17:00 | 1.4584 | 144.0652
2020-07-16 18:00 | 1.9549 | 155.8519
2020-07-16 19:00 | 2.0596 | 165.6208
2020-07-16 20:00 | 2.1668 | 185.5598
2020-07-16 21:00 | 2.2629 | 218.4702
2020-07-16 22:00 | 1.6153 | 210.9635
2020-07-16 23:00 | 1.5436 | 228.5586
2020-07-17 00:00 | 1.6341 | 246.6116
2020-07-17 01:00 | 1.4984 | 248.2525
2020-07-17 02:00 | 1.7022 | 243.3957
2020-07-17 03:00 | 1.7328 | 257.5813
2020-07-17 04:00 | 1.4844 | 285.2846
2020-07-17 05:00 | 1.0628 | 315.2658
2020-07-17 06:00 | 0.45678 | 336.1879
2020-07-17 07:00 | 0.24831 | 353.0929
2020-07-17 08:00 | 0.42257 | 70.3271
2020-07-17 09:00 | 1.0598 | 112.532
2020-07-17 10:00 | 1.3432 | 119.2029
2020-07-17 11:00 | 1.3552 | 99.8515
2020-07-17 12:00 | 1.6591 | 82.6001
2020-07-17 13:00 | 1.9411 | 76.3817
2020-07-17 14:00 | 2.2824 | 76.0874
2020-07-17 15:00 | 2.2669 | 82.9767
2020-07-17 16:00 | 2.8268 | 58.0725
2020-07-17 17:00 | 3.518 | 62.6493
2020-07-17 18:00 | 3.8298 | 62.9143
2020-07-17 19:00 | 4.6748 | 61.4854
2020-07-17 20:00 | 4.895 | 65.0321
2020-07-17 21:00 | 4.9079 | 69.2183
2020-07-17 22:00 | 3.8656 | 87.5775
2020-07-17 23:00 | 3.2948 | 99.2608
2020-07-18 00:00 | 2.1359 | 108.49
2020-07-18 01:00 | 1.5053 | 86.6284
2020-07-18 02:00 | 2.3155 | 56.7666
2020-07-18 03:00 | 3.3646 | 57.6467
2020-07-18 04:00 | 3.296 | 63.7811
2020-07-18 05:00 | 2.3205 | 61.9007
2020-07-18 06:00 | 2.3594 | 57.3127
2020-07-18 07:00 | 2.7971 | 60.2894
2020-07-18 08:00 | 3.0362 | 65.707
2020-07-18 09:00 | 3.0413 | 65.3993
2020-07-18 10:00 | 2.0413 | 64.3712
2020-07-18 11:00 | 2.4871 | 47.9281
2020-07-18 12:00 | 3.2823 | 42.1829
2020-07-18 13:00 | 3.8516 | 46.087
2020-07-18 14:00 | 4.1475 | 50.7606
2020-07-18 15:00 | 4.615 | 55.1464
2020-07-18 16:00 | 4.8105 | 61.5244
2020-07-18 17:00 | 4.9477 | 69.9551
2020-07-18 18:00 | 5.4796 | 73.1731
2020-07-18 19:00 | 6.2049 | 75.5298
2020-07-18 20:00 | 6.6416 | 78.1391
2020-07-18 21:00 | 6.5991 | 81.9632
2020-07-18 22:00 | 6.2545 | 94.0646
2020-07-18 23:00 | 5.8056 | 90.9254
2020-07-19 00:00 | 5.5055 | 90.3773
2020-07-19 01:00 | 5.3696 | 92.4264
2020-07-19 02:00 | 4.9248 | 91.2575
2020-07-19 03:00 | 4.9632 | 86.6548
2020-07-19 04:00 | 4.8216 | 82.9149
2020-07-19 05:00 | 3.6626 | 80.5021
2020-07-19 06:00 | 3.4922 | 81.939
2020-07-19 07:00 | 4.0523 | 83.6237
2020-07-19 08:00 | 4.0186 | 80.5191
2020-07-19 09:00 | 3.9476 | 77.9161
2020-07-19 10:00 | 3.4416 | 69.0523
2020-07-19 11:00 | 3.7931 | 68.7527
2020-07-19 12:00 | 4.1269 | 71.1764
2020-07-19 13:00 | 4.2913 | 70.8491
2020-07-19 14:00 | 4.1283 | 73.7342
2020-07-19 15:00 | 4.0026 | 75.8039
2020-07-19 16:00 | 4.1601 | 68.7394
2020-07-19 17:00 | 4.3843 | 70.5238
2020-07-19 18:00 | 5.216 | 75.7965
2020-07-19 19:00 | 5.4615 | 81.8355
2020-07-19 20:00 | 5.5524 | 88.7237
2020-07-19 21:00 | 5.6028 | 97.3058
2020-07-19 22:00 | 4.8112 | 98.7463
2020-07-19 23:00 | 4.6741 | 107.2532
2020-07-20 00:00 | 4.6648 | 118.2477
2020-07-20 01:00 | 4.2162 | 126.8487
2020-07-20 02:00 | 3.5156 | 132.4254
2020-07-20 03:00 | 2.8651 | 139.4762
2020-07-20 04:00 | 2.4832 | 133.2481
2020-07-20 05:00 | 1.5784 | 109.2381
2020-07-20 06:00 | 1.2152 | 109.6319
2020-07-20 07:00 | 1.5472 | 109.1885
2020-07-20 08:00 | 2.3485 | 103.4094
2020-07-20 09:00 | 2.3723 | 103.6332
2020-07-20 10:00 | 1.1804 | 76.5032
2020-07-20 11:00 | 1.0965 | 55.3994
2020-07-20 12:00 | 1.0696 | 44.9468
2020-07-20 13:00 | 1.1645 | 43.4847
2020-07-20 14:00 | 1.0316 | 42.5338
2020-07-20 15:00 | 1.098 | 28.417
2020-07-20 16:00 | 0.66377 | 344.3976
2020-07-20 17:00 | 1.5304 | 290.2139
2020-07-20 18:00 | 2.9081 | 280.0051
2020-07-20 19:00 | 4.28 | 278.8137
2020-07-20 20:00 | 5.7159 | 282.7268
2020-07-20 21:00 | 6.2429 | 290.6346
2020-07-20 22:00 | 6.0454 | 293.5909
2020-07-20 23:00 | 4.8795 | 300.4728
2020-07-21 00:00 | 5.9244 | 286.3969
2020-07-21 01:00 | 5.7513 | 285.9638
2020-07-21 02:00 | 5.897 | 283.1751
2020-07-21 03:00 | 5.9505 | 279.9949
2020-07-21 04:00 | 5.2181 | 279.9865
2020-07-21 05:00 | 3.9456 | 277.2842
2020-07-21 06:00 | 3.9639 | 274.5434
2020-07-21 07:00 | 4.4065 | 273.982
2020-07-21 08:00 | 5.0748 | 277.9619
2020-07-21 09:00 | 5.7765 | 275.0808
2020-07-21 10:00 | 6.2668 | 274.9536
2020-07-21 11:00 | 6.6475 | 279.6637
2020-07-21 12:00 | 7.2655 | 284.7679
2020-07-21 13:00 | 8.1078 | 293.9037
2020-07-21 14:00 | 6.9996 | 297.5491
2020-07-21 15:00 | 7.0601 | 296.539
2020-07-21 16:00 | 7.6413 | 298.126
2020-07-21 17:00 | 7.3279 | 300.6523
2020-07-21 18:00 | 7.203 | 305.5417
2020-07-21 19:00 | 6.9907 | 305.6286
2020-07-21 20:00 | 6.9054 | 305.0088
2020-07-21 21:00 | 6.8563 | 303.7585
2020-07-21 22:00 | 7.1164 | 299.9118
2020-07-21 23:00 | 7.0206 | 300.9698
2020-07-22 00:00 | 7.0483 | 301.4665
2020-07-22 01:00 | 7.0062 | 301.2491
2020-07-22 02:00 | 6.9086 | 301.0388
2020-07-22 03:00 | 6.4794 | 301.1666
2020-07-22 04:00 | 5.7017 | 298.7497
2020-07-22 05:00 | 5.2198 | 295.0902
2020-07-22 06:00 | 5.7502 | 293.5476
2020-07-22 07:00 | 7.1052 | 297.2917
2020-07-22 08:00 | 8.1433 | 298.0432
2020-07-22 09:00 | 8.444 | 300.5918
2020-07-22 10:00 | 8.1764 | 302.3451
2020-07-22 11:00 | 8.6115 | 302.0857
2020-07-22 12:00 | 9.0609 | 297.9857
2020-07-22 13:00 | 8.8269 | 298.1525
2020-07-22 14:00 | 8.7752 | 299.02
2020-07-22 15:00 | 8.3241 | 298.9239
2020-07-22 16:00 | 7.4954 | 301.5018
2020-07-22 17:00 | 6.5494 | 304.9556
2020-07-22 18:00 | 6.0778 | 309.3682
2020-07-22 19:00 | 5.8792 | 312.8425
2020-07-22 20:00 | 5.7451 | 318.3056
2020-07-22 21:00 | 5.3475 | 321.4747
2020-07-22 22:00 | 4.817 | 308.4909
2020-07-22 23:00 | 4.8113 | 298.5944
2020-07-23 00:00 | 4.94 | 293.1697
2020-07-23 01:00 | 5.082 | 293.2044
2020-07-23 02:00 | 4.8357 | 298.7404
2020-07-23 03:00 | 4.2822 | 305.7646
2020-07-23 04:00 | 3.5251 | 304.2051
2020-07-23 05:00 | 2.1017 | 296.8296
2020-07-23 06:00 | 1.4688 | 279.8541
2020-07-23 07:00 | 1.8725 | 257.273
2020-07-23 08:00 | 3.5011 | 276.4022
2020-07-23 09:00 | 3.8361 | 283.7514
2020-07-23 10:00 | 3.5361 | 268.5995
2020-07-23 11:00 | 4.3362 | 264.9033
2020-07-23 12:00 | 4.5459 | 268.5529
2020-07-23 13:00 | 4.4 | 270.5854
2020-07-23 14:00 | 3.9965 | 272.1756
2020-07-23 15:00 | 3.9662 | 273.2186
2020-07-23 16:00 | 4.0289 | 276.099
2020-07-23 17:00 | 4.052 | 289.1754
2020-07-23 18:00 | 4.2955 | 319.8193
2020-07-23 19:00 | 5.0994 | 344.6805
2020-07-23 20:00 | 5.4074 | 353.8019
2020-07-23 21:00 | 5.0941 | 2.0043
2020-07-23 22:00 | 4.0186 | 0.050255
2020-07-23 23:00 | 3.7038 | 354.3365
2020-07-24 00:00 | 2.7595 | 349.7066
2020-07-24 01:00 | 2.1957 | 339.7048
2020-07-24 02:00 | 2.1758 | 326.1777
2020-07-24 03:00 | 2.2141 | 322.0632
2020-07-24 04:00 | 2.0356 | 325.3549
2020-07-24 05:00 | 1.3129 | 326.9948
2020-07-24 06:00 | 1.4885 | 343.6357
2020-07-24 07:00 | 0.98591 | 5.2481
2020-07-24 08:00 | 0.62917 | 357.0849
2020-07-24 09:00 | 0.9349 | 312.2376
2020-07-24 10:00 | 0.47735 | 292.8718
2020-07-24 11:00 | 1.6632 | 291.6433
2020-07-24 12:00 | 1.9521 | 300.2022
2020-07-24 13:00 | 1.9532 | 304.1151
2020-07-24 14:00 | 1.0823 | 319.4719
2020-07-24 15:00 | 0.48521 | 342.7457
2020-07-24 16:00 | 1.242 | 66.1405
2020-07-24 17:00 | 3.4693 | 79.6491
2020-07-24 18:00 | 5.5691 | 93.555
2020-07-24 19:00 | 7.0308 | 103.454
2020-07-24 20:00 | 7.5567 | 113.5721
2020-07-24 21:00 | 7.844 | 122.6443
2020-07-24 22:00 | 7.8124 | 129.0622
2020-07-24 23:00 | 7.0982 | 135.0612
2020-07-25 00:00 | 6.6929 | 138.656
2020-07-25 01:00 | 6.2749 | 139.1625
2020-07-25 02:00 | 5.8467 | 138.6222
2020-07-25 03:00 | 5.996 | 128.6424
2020-07-25 04:00 | 6.2742 | 123.318
2020-07-25 05:00 | 5.6042 | 129.9801
2020-07-25 06:00 | 4.7581 | 136.7127
2020-07-25 07:00 | 4.2814 | 133.1416
2020-07-25 08:00 | 4.2451 | 135.6868
2020-07-25 09:00 | 4.2252 | 143.0987
2020-07-25 10:00 | 3.4781 | 120.1652
2020-07-25 11:00 | 4.3965 | 117.0808
2020-07-25 12:00 | 4.9277 | 117.8683
2020-07-25 13:00 | 5.2832 | 121.6892
2020-07-25 14:00 | 6.1628 | 139.7844
2020-07-25 15:00 | 6.3371 | 138.9886
2020-07-25 16:00 | 6.5167 | 142.1913
2020-07-25 17:00 | 6.1107 | 148.2413
2020-07-25 18:00 | 5.7866 | 147.7594
2020-07-25 19:00 | 5.1313 | 141.3764
2020-07-25 20:00 | 4.6667 | 141.5398
2020-07-25 21:00 | 3.975 | 145.739
2020-07-25 22:00 | 2.6517 | 184.4221
2020-07-25 23:00 | 2.1173 | 186.2915
2020-07-26 00:00 | 1.7593 | 148.9563
2020-07-26 01:00 | 2.5825 | 113.3992
2020-07-26 02:00 | 3.6185 | 108.4343
2020-07-26 03:00 | 3.5408 | 109.7782
2020-07-26 04:00 | 3.0499 | 110.2552
2020-07-26 05:00 | 2.6497 | 110.7731
2020-07-26 06:00 | 2.7291 | 109.9389
2020-07-26 07:00 | 3.0069 | 110.4554
2020-07-26 08:00 | 2.987 | 107.9671
2020-07-26 09:00 | 3.3907 | 101.6372
2020-07-26 10:00 | 3.8548 | 95.9234
2020-07-26 11:00 | 3.6079 | 107.6227
2020-07-26 12:00 | 3.5211 | 116.9842
2020-07-26 13:00 | 3.8308 | 109.9791
2020-07-26 14:00 | 3.8867 | 106.1177
2020-07-26 15:00 | 4.43 | 115.9403
2020-07-26 16:00 | 5.0624 | 138.9261
2020-07-26 17:00 | 4.6391 | 133.3057
2020-07-26 18:00 | 5.2885 | 123.8488
2020-07-26 19:00 | 5.1194 | 125.4014
2020-07-26 20:00 | 5.3323 | 124.3447
2020-07-26 21:00 | 5.6715 | 124.0951
2020-07-26 22:00 | 4.9571 | 112.229
2020-07-26 23:00 | 4.8624 | 115.8434
2020-07-27 00:00 | 4.7216 | 118.0501
2020-07-27 01:00 | 4.7097 | 117.4972
2020-07-27 02:00 | 4.4676 | 123.1652
2020-07-27 03:00 | 3.9773 | 128.123
2020-07-27 04:00 | 2.9684 | 134.3056
2020-07-27 05:00 | 1.0483 | 144.6368
2020-07-27 06:00 | 0.25126 | 333.7228
2020-07-27 07:00 | 0.89004 | 358.0891
2020-07-27 08:00 | 1.4044 | 24.2022
2020-07-27 09:00 | 1.7657 | 42.206
2020-07-27 10:00 | 1.4372 | 52.1014
2020-07-27 11:00 | 1.7154 | 44.6472
2020-07-27 12:00 | 2.2248 | 25.8037
2020-07-27 13:00 | 3.4834 | 0.70175
2020-07-27 14:00 | 4.24 | 11.6481
2020-07-27 15:00 | 4.2675 | 45.4075
2020-07-27 16:00 | 3.1818 | 56.9979
2020-07-27 17:00 | 3.1812 | 58.7098
2020-07-27 18:00 | 3.4241 | 39.1758
2020-07-27 19:00 | 4.1037 | 30.1209
2020-07-27 20:00 | 4.0568 | 33.1151
2020-07-27 21:00 | 4.068 | 41.577
2020-07-27 22:00 | 1.7827 | 12.381
2020-07-27 23:00 | 2.1812 | 357.3958
2020-07-28 00:00 | 2.6336 | 8.0306
2020-07-28 01:00 | 3.1262 | 26.389
2020-07-28 02:00 | 3.731 | 40.2007
2020-07-28 03:00 | 3.816 | 42.6109
2020-07-28 04:00 | 3.2013 | 33.969
2020-07-28 05:00 | 2.0853 | 21.3595
2020-07-28 06:00 | 1.3914 | 20.2533
2020-07-28 07:00 | 1.4441 | 36.3972
2020-07-28 08:00 | 1.3996 | 41.6316
2020-07-28 09:00 | 0.99371 | 26.7382
2020-07-28 10:00 | 0.62556 | 62.7318
2020-07-28 11:00 | 0.25577 | 72.8666
2020-07-28 12:00 | 0.2325 | 215.5311
2020-07-28 13:00 | 0.35386 | 176.4499
2020-07-28 14:00 | 0.73755 | 169.1436
2020-07-28 15:00 | 1.0921 | 176.8139
2020-07-28 16:00 | 1.0906 | 166.4854
2020-07-28 17:00 | 0.80751 | 87.9522
2020-07-28 18:00 | 0.77971 | 87.6671
2020-07-28 19:00 | 1.2152 | 94.0532
2020-07-28 20:00 | 1.8931 | 104.6262
2020-07-28 21:00 | 2.2479 | 121.6855
2020-07-28 22:00 | 2.0891 | 126.4741
2020-07-28 23:00 | 1.872 | 130.4479
2020-07-29 00:00 | 1.9147 | 149.8987
2020-07-29 01:00 | 1.8408 | 190.2531
2020-07-29 02:00 | 2.1863 | 224.9683
2020-07-29 03:00 | 2.0641 | 228.7251
2020-07-29 04:00 | 1.9484 | 202.1481
2020-07-29 05:00 | 2.7329 | 181.9956
2020-07-29 06:00 | 2.7548 | 196.7796
2020-07-29 07:00 | 3.4781 | 216.9367
2020-07-29 08:00 | 4.4004 | 224.9091
2020-07-29 09:00 | 5.6248 | 219.4113
2020-07-29 10:00 | 4.0715 | 210.7623
2020-07-29 11:00 | 4.6099 | 211.4277
2020-07-29 12:00 | 4.7806 | 219.9983
2020-07-29 13:00 | 4.6915 | 228.6805
2020-07-29 14:00 | 4.3419 | 227.099
2020-07-29 15:00 | 6.4281 | 249.0142
2020-07-29 16:00 | 7.3294 | 297.8151
2020-07-29 17:00 | 5.3458 | 320.217
2020-07-29 18:00 | 4.4432 | 312.7558
2020-07-29 19:00 | 4.9299 | 312.514
2020-07-29 20:00 | 4.3937 | 312.4397
2020-07-29 21:00 | 4.5668 | 316.4173
2020-07-29 22:00 | 4.2557 | 327.0144
2020-07-29 23:00 | 3.7737 | 321.5495
2020-07-30 00:00 | 3.9123 | 308.4754
2020-07-30 01:00 | 4.6387 | 304.8354
2020-07-30 02:00 | 4.5179 | 314.6337
2020-07-30 03:00 | 3.8654 | 326.0563
2020-07-30 04:00 | 2.9803 | 328.2573
2020-07-30 05:00 | 2.4588 | 325.3576
2020-07-30 06:00 | 1.9139 | 332.1963
2020-07-30 07:00 | 1.0903 | 349.7654
2020-07-30 08:00 | 0.37525 | 307.0321
2020-07-30 09:00 | 0.98725 | 268.4014
2020-07-30 10:00 | 1.8561 | 283.4491
2020-07-30 11:00 | 2.6956 | 283.0776
2020-07-30 12:00 | 3.5206 | 274.3175
2020-07-30 13:00 | 4.0408 | 268.3284
2020-07-30 14:00 | 4.6357 | 270.7708
2020-07-30 15:00 | 3.7179 | 273.4515
2020-07-30 16:00 | 2.9992 | 284.3748
2020-07-30 17:00 | 2.7706 | 295.8157
2020-07-30 18:00 | 3.1614 | 308.6696
2020-07-30 19:00 | 3.6995 | 313.5507
2020-07-30 20:00 | 4.0174 | 306.7263
2020-07-30 21:00 | 4.4941 | 297.78
2020-07-30 22:00 | 5.1295 | 299.3108
2020-07-30 23:00 | 5.1356 | 304.2485
2020-07-31 00:00 | 5.5243 | 303.4751
2020-07-31 01:00 | 5.9558 | 309.7965
2020-07-31 02:00 | 5.6901 | 318.1361
2020-07-31 03:00 | 4.7416 | 321.6985
2020-07-31 04:00 | 3.4832 | 320.5512
2020-07-31 05:00 | 3.224 | 324.094
2020-07-31 06:00 | 3.4595 | 322.2738
2020-07-31 07:00 | 2.9452 | 323.0103
2020-07-31 08:00 | 3.5865 | 309.4457
2020-07-31 09:00 | 4.7548 | 296.5623
2020-07-31 10:00 | 5.4399 | 289.5652
2020-07-31 11:00 | 5.5207 | 291.1651
2020-07-31 12:00 | 5.4298 | 293.4194
2020-07-31 13:00 | 5.9723 | 299.9077
2020-07-31 14:00 | 6.8659 | 306.8122
2020-07-31 15:00 | 6.8995 | 312.9455
2020-07-31 16:00 | 5.9364 | 321.6227
2020-07-31 17:00 | 4.849 | 333.7977
2020-07-31 18:00 | 4.9682 | 342.2834
2020-07-31 19:00 | 5.3888 | 350.423
2020-07-31 20:00 | 5.1418 | 353.7375
2020-07-31 21:00 | 4.5841 | 347.1808
2020-07-31 22:00 | 4.7085 | 330.4167
2020-07-31 23:00 | 5.0651 | 321.9663
2020-08-01 00:00 | 5.5213 | 319.166
2020-08-01 01:00 | 5.7865 | 315.5824
2020-08-01 02:00 | 5.8693 | 309.4586
2020-08-01 03:00 | 6.0795 | 303.6323
2020-08-01 04:00 | 5.7573 | 300.1909
2020-08-01 05:00 | 5.3904 | 301.775
2020-08-01 06:00 | 6.0518 | 304.3457
2020-08-01 07:00 | 6.1423 | 301.0588
2020-08-01 08:00 | 6.2161 | 300.2207
2020-08-01 09:00 | 6.2109 | 300.98
2020-08-01 10:00 | 6.4308 | 297.5234
2020-08-01 11:00 | 6.5193 | 298.966
2020-08-01 12:00 | 6.4648 | 303.5471
2020-08-01 13:00 | 6.8132 | 311.4053
2020-08-01 14:00 | 6.4008 | 319.2321
2020-08-01 15:00 | 6.5958 | 323.3128
2020-08-01 16:00 | 7.0737 | 321.154
2020-08-01 17:00 | 5.9834 | 329.0574
2020-08-01 18:00 | 5.9852 | 330.4469
2020-08-01 19:00 | 6.1159 | 329.2617
2020-08-01 20:00 | 7.0414 | 330.6204
2020-08-01 21:00 | 7.1014 | 333.3928
2020-08-01 22:00 | 6.8398 | 338.8267
2020-08-01 23:00 | 6.3664 | 336.8497
2020-08-02 00:00 | 6.2169 | 332.7859
2020-08-02 01:00 | 6.1202 | 328.6647
2020-08-02 02:00 | 6.2267 | 325.2373
2020-08-02 03:00 | 6.2462 | 322.2137
2020-08-02 04:00 | 6.0591 | 324.3133
2020-08-02 05:00 | 5.4671 | 334.0456
2020-08-02 06:00 | 6.6705 | 341.9241
2020-08-02 07:00 | 7.2894 | 340.8275
2020-08-02 08:00 | 7.1664 | 340.9228
2020-08-02 09:00 | 6.6342 | 344.8489
2020-08-02 10:00 | 5.4657 | 348.2111
2020-08-02 11:00 | 5.6372 | 348.578
2020-08-02 12:00 | 5.4031 | 346.1552
2020-08-02 13:00 | 4.9586 | 343.4465
2020-08-02 14:00 | 4.3813 | 342.4792
2020-08-02 15:00 | 3.8797 | 340.7599
2020-08-02 16:00 | 3.2756 | 348.1687
2020-08-02 17:00 | 2.7898 | 13.2324
2020-08-02 18:00 | 2.5359 | 45.3986
2020-08-02 19:00 | 2.1048 | 78.8514
2020-08-02 20:00 | 2.1945 | 124.0693
2020-08-02 21:00 | 3.0351 | 150.7829
2020-08-02 22:00 | 3.4381 | 178.6906
2020-08-02 23:00 | 4.3007 | 194.9034
2020-08-03 00:00 | 4.909 | 211.4356
2020-08-03 01:00 | 4.9721 | 220.8821
2020-08-03 02:00 | 4.759 | 220.8294
2020-08-03 03:00 | 4.4926 | 216.6547
2020-08-03 04:00 | 4.1039 | 209.8982
2020-08-03 05:00 | 2.9289 | 202.9116
2020-08-03 06:00 | 2.4016 | 195.6802
2020-08-03 07:00 | 2.8496 | 187.9732
2020-08-03 08:00 | 3.4136 | 179.6724
2020-08-03 09:00 | 3.3178 | 177.877
2020-08-03 10:00 | 4.1449 | 166.1171
2020-08-03 11:00 | 4.6477 | 166.4427
2020-08-03 12:00 | 4.6949 | 170.3108
2020-08-03 13:00 | 4.6556 | 167.9946
2020-08-03 14:00 | 4.7301 | 168.2075
2020-08-03 15:00 | 4.5344 | 169.8364
2020-08-03 16:00 | 4.4895 | 162.843
2020-08-03 17:00 | 4.8751 | 154.8054
2020-08-03 18:00 | 5.7013 | 151.9144
2020-08-03 19:00 | 6.1794 | 152.2589
2020-08-03 20:00 | 6.8395 | 150.7307
2020-08-03 21:00 | 7.3583 | 147.0144
2020-08-03 22:00 | 7.0671 | 149.8019
2020-08-03 23:00 | 7.1132 | 147.2862
2020-08-04 00:00 | 7.6671 | 144.7933
2020-08-04 01:00 | 8.0273 | 147.6133
2020-08-04 02:00 | 7.7672 | 155.2312
2020-08-04 03:00 | 7.4573 | 160.7501
2020-08-04 04:00 | 6.9866 | 165.8914
2020-08-04 05:00 | 6.2343 | 167.2146
2020-08-04 06:00 | 5.8542 | 168.5618
2020-08-04 07:00 | 6.1967 | 168.0901
2020-08-04 08:00 | 6.8724 | 169.257
2020-08-04 09:00 | 7.4102 | 168.2825
2020-08-04 10:00 | 7.6934 | 161.5335
2020-08-04 11:00 | 7.9021 | 158.4531
2020-08-04 12:00 | 7.9907 | 157.9088
2020-08-04 13:00 | 7.9106 | 160.6246
2020-08-04 14:00 | 7.5966 | 163.4808
2020-08-04 15:00 | 6.9576 | 165.413
2020-08-04 16:00 | 5.9891 | 164.2651
2020-08-04 17:00 | 5.5684 | 163.1399
2020-08-04 18:00 | 5.8238 | 158.0148
2020-08-04 19:00 | 5.8105 | 159.4798
2020-08-04 20:00 | 5.7935 | 160.1284
2020-08-04 21:00 | 5.7261 | 157.4574
2020-08-04 22:00 | 5.6599 | 159.2062
2020-08-04 23:00 | 5.6398 | 153.6666
2020-08-05 00:00 | 5.6806 | 150.8918
2020-08-05 01:00 | 5.2045 | 160.2148
2020-08-05 02:00 | 4.7546 | 173.505
2020-08-05 03:00 | 4.4082 | 178.7159
2020-08-05 04:00 | 3.9919 | 181.0395
2020-08-05 05:00 | 3.1905 | 185.6542
2020-08-05 06:00 | 1.9711 | 191.763
2020-08-05 07:00 | 2.004 | 196.2519
2020-08-05 08:00 | 2.3472 | 197.5181
2020-08-05 09:00 | 2.2199 | 177.6482
2020-08-05 10:00 | 2.7779 | 154.4427
2020-08-05 11:00 | 3.0374 | 146.1292
2020-08-05 12:00 | 2.9621 | 141.2769
2020-08-05 13:00 | 2.1959 | 132.5835
2020-08-05 14:00 | 2.1343 | 122.0583
2020-08-05 15:00 | 2.2882 | 110.1039
2020-08-05 16:00 | 2.2695 | 96.4842
2020-08-05 17:00 | 2.6689 | 77.7806
2020-08-05 18:00 | 4.1831 | 76.6142
2020-08-05 19:00 | 5.5322 | 82.275
2020-08-05 20:00 | 5.9759 | 91.9906
2020-08-05 21:00 | 5.9167 | 106.9486
2020-08-05 22:00 | 5.528 | 119.4719
2020-08-05 23:00 | 4.5977 | 133.3829
2020-08-06 00:00 | 3.8368 | 142.3819
2020-08-06 01:00 | 3.195 | 135.9048
2020-08-06 02:00 | 2.7296 | 118.8867
2020-08-06 03:00 | 2.4873 | 101.3226
2020-08-06 04:00 | 2.3901 | 89.688
2020-08-06 05:00 | 2.2588 | 79.7882
2020-08-06 06:00 | 1.6981 | 66.3728
2020-08-06 07:00 | 2.0353 | 63.8998
2020-08-06 08:00 | 2.9141 | 61.1194
2020-08-06 09:00 | 4.0958 | 67.3072
2020-08-06 10:00 | 4.5334 | 68.4101
2020-08-06 11:00 | 4.8357 | 63.8156
2020-08-06 12:00 | 5.104 | 61.8535
2020-08-06 13:00 | 5.3847 | 60.9459
2020-08-06 14:00 | 5.6435 | 61.6604
2020-08-06 15:00 | 5.7953 | 63.4162
2020-08-06 16:00 | 5.598 | 65.6031
2020-08-06 17:00 | 5.602 | 67.0963
2020-08-06 18:00 | 5.9062 | 69.2332
2020-08-06 19:00 | 5.8043 | 73.9523
2020-08-06 20:00 | 5.4486 | 78.9317
2020-08-06 21:00 | 5.1838 | 83.8907
2020-08-06 22:00 | 4.3519 | 90.1728
2020-08-06 23:00 | 4.0714 | 82.6607
2020-08-07 00:00 | 4.259 | 68.8938
2020-08-07 01:00 | 4.6297 | 60.9948
2020-08-07 02:00 | 4.7999 | 57.8555
2020-08-07 03:00 | 4.7117 | 57.4069
2020-08-07 04:00 | 4.3588 | 55.0669
2020-08-07 05:00 | 3.3549 | 48.163
2020-08-07 06:00 | 2.9757 | 43.5998
2020-08-07 07:00 | 3.4089 | 44.1208
2020-08-07 08:00 | 3.9608 | 49.3992
2020-08-07 09:00 | 4.7369 | 54.8261
2020-08-07 10:00 | 3.8744 | 58.297
2020-08-07 11:00 | 4.1965 | 52.2498
2020-08-07 12:00 | 4.5106 | 44.6558
2020-08-07 13:00 | 4.9316 | 39.2565
2020-08-07 14:00 | 5.2581 | 36.5524
2020-08-07 15:00 | 5.4978 | 37.7707
2020-08-07 16:00 | 5.439 | 41.3096
2020-08-07 17:00 | 5.5273 | 47.8989
2020-08-07 18:00 | 6.12 | 51.0249
2020-08-07 19:00 | 6.8795 | 52.2884
2020-08-07 20:00 | 7.6419 | 52.4049
2020-08-07 21:00 | 7.955 | 55.0023
2020-08-07 22:00 | 7.2242 | 62.643
2020-08-07 23:00 | 6.8092 | 63.4312
2020-08-08 00:00 | 6.3715 | 62.0048
2020-08-08 01:00 | 5.8657 | 58.8024
2020-08-08 02:00 | 5.6499 | 53.5365
2020-08-08 03:00 | 5.679 | 48.2913
2020-08-08 04:00 | 5.6192 | 44.8074
2020-08-08 05:00 | 4.9521 | 44.8787
2020-08-08 06:00 | 4.6665 | 47.7382
2020-08-08 07:00 | 4.6738 | 46.2141
2020-08-08 08:00 | 5.6401 | 47.3661
2020-08-08 09:00 | 5.9739 | 47.1352
2020-08-08 10:00 | 5.2562 | 47.9888
2020-08-08 11:00 | 5.7443 | 42.8247
2020-08-08 12:00 | 6.2362 | 38.2105
2020-08-08 13:00 | 6.8908 | 36.4786
2020-08-08 14:00 | 7.6128 | 39.9306
2020-08-08 15:00 | 7.9904 | 48.2564
2020-08-08 16:00 | 7.3334 | 54.4645
2020-08-08 17:00 | 5.9424 | 61.6102
2020-08-08 18:00 | 5.2306 | 66.854
2020-08-08 19:00 | 4.6911 | 67.2679
2020-08-08 20:00 | 3.9878 | 64.269
2020-08-08 21:00 | 3.2435 | 55.2128
2020-08-08 22:00 | 2.4161 | 49.403
2020-08-08 23:00 | 2.0621 | 33.5864
2020-08-09 00:00 | 2.1933 | 18.8349
2020-08-09 01:00 | 2.5534 | 14.7897
2020-08-09 02:00 | 2.6145 | 21.2124
2020-08-09 03:00 | 2.4582 | 29.623
2020-08-09 04:00 | 2.1875 | 35.4361
2020-08-09 05:00 | 1.7272 | 31.8175
2020-08-09 06:00 | 1.9154 | 34.4997
2020-08-09 07:00 | 2.6721 | 38.4983
2020-08-09 08:00 | 3.5164 | 37.7829
2020-08-09 09:00 | 3.736 | 39.2812
2020-08-09 10:00 | 3.5087 | 36.6457
2020-08-09 11:00 | 3.8963 | 36.4312
2020-08-09 12:00 | 3.8956 | 39.0475
2020-08-09 13:00 | 4.0415 | 39.4386
2020-08-09 14:00 | 4.1429 | 43.962
2020-08-09 15:00 | 4.2337 | 50.559
2020-08-09 16:00 | 3.9519 | 61.5421
2020-08-09 17:00 | 3.8955 | 72.1122
2020-08-09 18:00 | 3.9279 | 79.5945
2020-08-09 19:00 | 3.9009 | 92.0679
2020-08-09 20:00 | 3.5601 | 100.4491
2020-08-09 21:00 | 2.9955 | 98.4078
2020-08-09 22:00 | 1.6355 | 75.0692
2020-08-09 23:00 | 1.502 | 49.6317
2020-08-10 00:00 | 2.7524 | 36.2009
2020-08-10 01:00 | 3.2932 | 35.3974
2020-08-10 02:00 | 3.7454 | 38.9802
2020-08-10 03:00 | 3.9389 | 47.0095
2020-08-10 04:00 | 2.9929 | 47.3355
2020-08-10 05:00 | 2.1287 | 37.8661
2020-08-10 06:00 | 1.7471 | 37.1727
2020-08-10 07:00 | 2.1805 | 21.1936
2020-08-10 08:00 | 2.6038 | 16.2629
2020-08-10 09:00 | 2.8323 | 20.8617
2020-08-10 10:00 | 2.3055 | 12.3142
2020-08-10 11:00 | 2.8199 | 9.9729
2020-08-10 12:00 | 2.9919 | 16.1609
2020-08-10 13:00 | 3.5935 | 17.9429
2020-08-10 14:00 | 4.0317 | 16.1546
2020-08-10 15:00 | 4.2716 | 14.2744
2020-08-10 16:00 | 2.261 | 73.1691
2020-08-10 17:00 | 1.3955 | 64.0595
2020-08-10 18:00 | 1.8423 | 30.1832
2020-08-10 19:00 | 2.1642 | 9.6434
2020-08-10 20:00 | 2.8649 | 12.6874
2020-08-10 21:00 | 3.1072 | 13.1498
2020-08-10 22:00 | 3.8857 | 1.6645
2020-08-10 23:00 | 3.3056 | 356.7343
2020-08-11 00:00 | 3.1568 | 347.1231
2020-08-11 01:00 | 3.5645 | 340.0645
2020-08-11 02:00 | 4.493 | 332.0723
2020-08-11 03:00 | 4.835 | 331.6582
2020-08-11 04:00 | 4.4505 | 335.1337
2020-08-11 05:00 | 3.0284 | 335.5245
2020-08-11 06:00 | 2.6586 | 338.371
2020-08-11 07:00 | 2.837 | 341.8923
2020-08-11 08:00 | 3.3831 | 345.1183
2020-08-11 09:00 | 3.4764 | 342.6244
2020-08-11 10:00 | 2.8024 | 328.0109
2020-08-11 11:00 | 3.1278 | 322.179
2020-08-11 12:00 | 3.4403 | 315.3384
2020-08-11 13:00 | 3.9707 | 308.1978
2020-08-11 14:00 | 5.0343 | 353.7041
2020-08-11 15:00 | 4.4086 | 348.3033
2020-08-11 16:00 | 4.168 | 334.661
2020-08-11 17:00 | 4.0518 | 329.7802
2020-08-11 18:00 | 4.3716 | 338.4565
2020-08-11 19:00 | 4.9988 | 348.6617
2020-08-11 20:00 | 5.4676 | 356.8242
2020-08-11 21:00 | 5.4724 | 3.6911
2020-08-11 22:00 | 6.2127 | 8.52
2020-08-11 23:00 | 6.1855 | 12.6271
2020-08-12 00:00 | 6.3917 | 14.7771
2020-08-12 01:00 | 6.2626 | 14.3217
2020-08-12 02:00 | 6.0672 | 11.4652
2020-08-12 03:00 | 6.1565 | 10.6894
2020-08-12 04:00 | 6.1098 | 12.2663
2020-08-12 05:00 | 5.9428 | 14.9103
2020-08-12 06:00 | 5.5232 | 14.6771
2020-08-12 07:00 | 5.6407 | 10.3769
2020-08-12 08:00 | 5.9855 | 4.4734
2020-08-12 09:00 | 6.2812 | 3.7295
2020-08-12 10:00 | 5.9734 | 4.5911
2020-08-12 11:00 | 6.0363 | 0.75982
2020-08-12 12:00 | 6.3687 | 357.9721
2020-08-12 13:00 | 7.0942 | 357.2989
2020-08-12 14:00 | 7.6424 | 358.5602
2020-08-12 15:00 | 7.5162 | 4.1334
2020-08-12 16:00 | 7.0184 | 8.2727
2020-08-12 17:00 | 5.6949 | 11.7375
2020-08-12 18:00 | 4.5477 | 15.3545
2020-08-12 19:00 | 4.0756 | 16.2587
2020-08-12 20:00 | 3.8764 | 16.8779
2020-08-12 21:00 | 3.6162 | 17.1716
2020-08-12 22:00 | 3.2145 | 2.931
2020-08-12 23:00 | 2.9629 | 351.007
2020-08-13 00:00 | 2.9528 | 341.5555
2020-08-13 01:00 | 3.4176 | 341.1359
2020-08-13 02:00 | 3.7259 | 341.25
2020-08-13 03:00 | 3.8826 | 336.6554
2020-08-13 04:00 | 3.6732 | 335.1767
2020-08-13 05:00 | 3.3046 | 335.5995
2020-08-13 06:00 | 3.6061 | 337.3545
2020-08-13 07:00 | 4.3078 | 340.9211
2020-08-13 08:00 | 5.2608 | 342.2795
2020-08-13 09:00 | 5.391 | 344.8173
2020-08-13 10:00 | 4.1909 | 349.0827
2020-08-13 11:00 | 4.1831 | 335.7121
2020-08-13 12:00 | 4.6542 | 330.024
2020-08-13 13:00 | 4.8987 | 332.822
2020-08-13 14:00 | 5.2642 | 331.594
2020-08-13 15:00 | 5.3959 | 331.3154
2020-08-13 16:00 | 4.9687 | 335.3663
2020-08-13 17:00 | 4.1439 | 356.2812
2020-08-13 18:00 | 4.6597 | 27.3311
2020-08-13 19:00 | 5.0504 | 47.576
2020-08-13 20:00 | 4.8043 | 54.1517
2020-08-13 21:00 | 4.3174 | 52.3584
2020-08-13 22:00 | 3.6381 | 49.2427
2020-08-13 23:00 | 3.0082 | 45.1595
2020-08-14 00:00 | 3.0408 | 39.0358
2020-08-14 01:00 | 3.2618 | 37.0036
2020-08-14 02:00 | 3.5134 | 38.3978
2020-08-14 03:00 | 3.902 | 39.9931
2020-08-14 04:00 | 4.0009 | 42.0943
2020-08-14 05:00 | 2.9598 | 45.0647
2020-08-14 06:00 | 2.6978 | 44.5158
2020-08-14 07:00 | 3.0819 | 40.3806
2020-08-14 08:00 | 3.8767 | 34.9583
2020-08-14 09:00 | 4.1983 | 29.343
2020-08-14 10:00 | 3.4415 | 28.6842
2020-08-14 11:00 | 3.3476 | 29.6535
2020-08-14 12:00 | 3.1482 | 31.3262
2020-08-14 13:00 | 2.9146 | 31.9194
2020-08-14 14:00 | 2.7487 | 37.5285
2020-08-14 15:00 | 2.756 | 41.3294
2020-08-14 16:00 | 2.8902 | 42.0962
2020-08-14 17:00 | 3.8368 | 47.5807
2020-08-14 18:00 | 5.6513 | 66.3949
2020-08-14 19:00 | 6.3611 | 82.4427
2020-08-14 20:00 | 6.4033 | 93.2172
2020-08-14 21:00 | 5.9598 | 100.6115
2020-08-14 22:00 | 4.9079 | 116.167
2020-08-14 23:00 | 4.3561 | 127.3182
2020-08-15 00:00 | 4.1232 | 135.863
2020-08-15 01:00 | 3.7699 | 142.9088
2020-08-15 02:00 | 3.5547 | 142.7282
2020-08-15 03:00 | 3.5313 | 140.4216
2020-08-15 04:00 | 3.5424 | 135.0831
2020-08-15 05:00 | 3.2384 | 120.7724
2020-08-15 06:00 | 3.0142 | 114.0708
2020-08-15 07:00 | 3.2759 | 114.5176
2020-08-15 08:00 | 3.5569 | 110.0485
2020-08-15 09:00 | 3.2693 | 108.7978
2020-08-15 10:00 | 3.2522 | 103.3707
2020-08-15 11:00 | 3.2278 | 96.3108
2020-08-15 12:00 | 3.4069 | 94.9519
2020-08-15 13:00 | 3.5227 | 93.557
2020-08-15 14:00 | 3.3492 | 92.1669
2020-08-15 15:00 | 3.5897 | 88.7883
2020-08-15 16:00 | 3.8545 | 89.5275
2020-08-15 17:00 | 4.17 | 86.7765
2020-08-15 18:00 | 4.9456 | 86.4502
2020-08-15 19:00 | 5.2797 | 87.5507
2020-08-15 20:00 | 5.2647 | 91.1399
2020-08-15 21:00 | 5.3221 | 97.2314
2020-08-15 22:00 | 3.9535 | 100.5595
2020-08-15 23:00 | 3.4606 | 119.2838
2020-08-16 00:00 | 3.1641 | 135.4724
2020-08-16 01:00 | 2.6422 | 141.6611
2020-08-16 02:00 | 2.1571 | 144.4755
2020-08-16 03:00 | 1.6696 | 138.8039
2020-08-16 04:00 | 1.0972 | 117.3412
2020-08-16 05:00 | 0.619 | 87.3056
2020-08-16 06:00 | 0.32097 | 17.459
2020-08-16 07:00 | 0.59403 | 39.0135
2020-08-16 08:00 | 1.1786 | 64.633
2020-08-16 09:00 | 1.2039 | 73.0274
2020-08-16 10:00 | 1.0196 | 51.8908
2020-08-16 11:00 | 1.0853 | 47.9679
2020-08-16 12:00 | 1.1712 | 48.4721
2020-08-16 13:00 | 1.3696 | 49.3297
2020-08-16 14:00 | 1.3841 | 51.6672
2020-08-16 15:00 | 1.4312 | 50.4694
2020-08-16 16:00 | 1.1803 | 56.8642
2020-08-16 17:00 | 0.62032 | 87.0672
2020-08-16 18:00 | 0.88166 | 176.9622
2020-08-16 19:00 | 1.7678 | 207.703
2020-08-16 20:00 | 2.649 | 225.3484
2020-08-16 21:00 | 2.9577 | 240.4558
2020-08-16 22:00 | 2.7839 | 268.5543
2020-08-16 23:00 | 2.8826 | 280.3076
2020-08-17 00:00 | 2.5263 | 289.8499
2020-08-17 01:00 | 2.3496 | 295.3943
2020-08-17 02:00 | 2.2489 | 295.5356
2020-08-17 03:00 | 2.2104 | 288.1774
2020-08-17 04:00 | 2.3225 | 276.0535
2020-08-17 05:00 | 2.2962 | 267.8006
2020-08-17 06:00 | 1.2541 | 259.7068
2020-08-17 07:00 | 0.52661 | 234.0914
2020-08-17 08:00 | 0.87952 | 189.8526
2020-08-17 09:00 | 1.6711 | 181.7613
2020-08-17 10:00 | 2.5998 | 183.8487
2020-08-17 11:00 | 2.5852 | 186.8111
2020-08-17 12:00 | 2.5895 | 192.1864
2020-08-17 13:00 | 2.5104 | 198.22
2020-08-17 14:00 | 2.5046 | 208.917
2020-08-17 15:00 | 2.0664 | 216.6149
2020-08-17 16:00 | 1.5943 | 204.2864
2020-08-17 17:00 | 1.5604 | 172.8605
2020-08-17 18:00 | 2.2755 | 143.7588
2020-08-17 19:00 | 3.2278 | 144.4668
2020-08-17 20:00 | 4.3829 | 151.3721
2020-08-17 21:00 | 5.1666 | 163.8283
2020-08-17 22:00 | 5.2368 | 172.7961
2020-08-17 23:00 | 5.2542 | 185.1408
2020-08-18 00:00 | 5.2427 | 190.1541
2020-08-18 01:00 | 5.2952 | 191.5704
2020-08-18 02:00 | 5.4473 | 196.239
2020-08-18 03:00 | 5.7481 | 200.4298
2020-08-18 04:00 | 5.7536 | 197.839
2020-08-18 05:00 | 5.2295 | 198.8153
2020-08-18 06:00 | 3.9417 | 201.0407
2020-08-18 07:00 | 3.3414 | 198.2643
2020-08-18 08:00 | 3.2437 | 197.2591
2020-08-18 09:00 | 3.7384 | 205.9456
2020-08-18 10:00 | 3.9512 | 208.272
2020-08-18 11:00 | 4.2441 | 195.6742
2020-08-18 12:00 | 4.4649 | 188.6981
2020-08-18 13:00 | 4.3867 | 189.4444
2020-08-18 14:00 | 4.5162 | 185.5931
2020-08-18 15:00 | 4.3853 | 184.321
2020-08-18 16:00 | 3.9709 | 186.8273
2020-08-18 17:00 | 4.5098 | 188.303
2020-08-18 18:00 | 5.0919 | 192.4475
2020-08-18 19:00 | 5.5532 | 196.5617
2020-08-18 20:00 | 5.8898 | 195.8988
2020-08-18 21:00 | 6.2614 | 193.3728
2020-08-18 22:00 | 6.2088 | 189.0936
2020-08-18 23:00 | 6.499 | 193.011
2020-08-19 00:00 | 6.8236 | 196.3871
2020-08-19 01:00 | 7.0929 | 195.6146
2020-08-19 02:00 | 7.2684 | 202.1942
2020-08-19 03:00 | 7.0403 | 208.3222
2020-08-19 04:00 | 6.4247 | 209.7639
2020-08-19 05:00 | 5.6271 | 211.2913
2020-08-19 06:00 | 4.1035 | 208.7565
2020-08-19 07:00 | 3.4856 | 205.0769
2020-08-19 08:00 | 3.4197 | 195.2978
2020-08-19 09:00 | 4.0824 | 188.5442
2020-08-19 10:00 | 5.1473 | 188.2366
2020-08-19 11:00 | 4.7864 | 184.2766
2020-08-19 12:00 | 4.5388 | 179.7465
2020-08-19 13:00 | 4.2313 | 176.8748
2020-08-19 14:00 | 4.0457 | 168.4556
2020-08-19 15:00 | 4.3186 | 160.4608
2020-08-19 16:00 | 4.3834 | 158.3365
2020-08-19 17:00 | 4.5129 | 159.4935
2020-08-19 18:00 | 4.8943 | 163.3028
2020-08-19 19:00 | 4.9602 | 168.7304
2020-08-19 20:00 | 4.9142 | 175.9546
2020-08-19 21:00 | 4.8522 | 175.9366
2020-08-19 22:00 | 3.6791 | 174.1661
2020-08-19 23:00 | 3.5982 | 180.8735
2020-08-20 00:00 | 3.2278 | 197.1317
2020-08-20 01:00 | 2.7665 | 221.4667
2020-08-20 02:00 | 2.2043 | 258.7655
2020-08-20 03:00 | 2.2739 | 294.2553
2020-08-20 04:00 | 2.6229 | 321.8585
2020-08-20 05:00 | 3.0689 | 344.3326
2020-08-20 06:00 | 2.6413 | 354.1397
2020-08-20 07:00 | 1.8645 | 359.0941
2020-08-20 08:00 | 1.8187 | 357.588
2020-08-20 09:00 | 1.9581 | 354.7958
2020-08-20 10:00 | 3.0679 | 345.912
2020-08-20 11:00 | 2.7244 | 346.2529
2020-08-20 12:00 | 3.0413 | 334.8517
2020-08-20 13:00 | 3.8562 | 331.8613
2020-08-20 14:00 | 4.5878 | 333.5744
2020-08-20 15:00 | 5.562 | 336.8873
2020-08-20 16:00 | 7.0269 | 326.6132
2020-08-20 17:00 | 8.0172 | 329.7457
2020-08-20 18:00 | 8.0349 | 331.6277
2020-08-20 19:00 | 7.5897 | 333.8815
2020-08-20 20:00 | 6.9635 | 336.0884
2020-08-20 21:00 | 6.4166 | 336.0506
2020-08-20 22:00 | 6.2351 | 329.431
2020-08-20 23:00 | 6.4748 | 324.2778
2020-08-21 00:00 | 7.2553 | 323.0131
2020-08-21 01:00 | 7.1632 | 327.11
2020-08-21 02:00 | 6.8657 | 327.1703
2020-08-21 03:00 | 6.349 | 326.3732
2020-08-21 04:00 | 5.561 | 321.2102
2020-08-21 05:00 | 5.525 | 320.5835
2020-08-21 06:00 | 5.2269 | 316.3654
2020-08-21 07:00 | 5.5111 | 310.9869
2020-08-21 08:00 | 5.4979 | 312.3057
2020-08-21 09:00 | 4.9418 | 310.2748
2020-08-21 10:00 | 4.2895 | 312.0054
2020-08-21 11:00 | 4.5847 | 306.5223
2020-08-21 12:00 | 5.4578 | 306.3661
2020-08-21 13:00 | 5.8928 | 311.1904
2020-08-21 14:00 | 6.3029 | 313.8673
2020-08-21 15:00 | 6.5805 | 321.4257
2020-08-21 16:00 | 6.6507 | 329.7356
2020-08-21 17:00 | 6.2486 | 337.8103
2020-08-21 18:00 | 5.8673 | 346.9259
2020-08-21 19:00 | 5.4246 | 353.7171
2020-08-21 20:00 | 5.1637 | 355.4358
2020-08-21 21:00 | 5.0308 | 356.8671
2020-08-21 22:00 | 5.1754 | 10.6607
2020-08-21 23:00 | 5.0182 | 8.5581
2020-08-22 00:00 | 4.5449 | 9.5872
2020-08-22 01:00 | 3.9207 | 9.5637
2020-08-22 02:00 | 4.0864 | 7.068
2020-08-22 03:00 | 4.5342 | 9.9396
2020-08-22 04:00 | 4.6465 | 19.6732
2020-08-22 05:00 | 3.7978 | 32.3094
2020-08-22 06:00 | 3.7749 | 35.7183
2020-08-22 07:00 | 4.1425 | 28.7131
2020-08-22 08:00 | 4.3263 | 26.5533
2020-08-22 09:00 | 4.2212 | 24.9709
2020-08-22 10:00 | 3.3069 | 43.218
2020-08-22 11:00 | 3.2482 | 39.2441
2020-08-22 12:00 | 3.3646 | 37.4206
2020-08-22 13:00 | 3.6301 | 45.6633
2020-08-22 14:00 | 3.7834 | 62.161
2020-08-22 15:00 | 4.1803 | 73.965
2020-08-22 16:00 | 4.7375 | 81.3332
2020-08-22 17:00 | 5.4916 | 88.2315
2020-08-22 18:00 | 6.0447 | 96.6418
2020-08-22 19:00 | 6.2097 | 106.5735
2020-08-22 20:00 | 6.1963 | 118.8929
2020-08-22 21:00 | 6.1558 | 132.2235
2020-08-22 22:00 | 5.8096 | 140.796
2020-08-22 23:00 | 5.6628 | 151.6072
2020-08-23 00:00 | 5.3306 | 160.5138
2020-08-23 01:00 | 5.139 | 165.8644
2020-08-23 02:00 | 5.0111 | 165.96
2020-08-23 03:00 | 5.3883 | 160.501
2020-08-23 04:00 | 5.546 | 159.0745
2020-08-23 05:00 | 4.4761 | 164.0247
2020-08-23 06:00 | 4.194 | 168.4827
2020-08-23 07:00 | 3.954 | 169.6363
2020-08-23 08:00 | 3.9249 | 168.0162
2020-08-23 09:00 | 3.8476 | 167.8986
2020-08-23 10:00 | 3.9762 | 168.6819
2020-08-23 11:00 | 3.5543 | 176.7026
2020-08-23 12:00 | 3.2001 | 184.0503
2020-08-23 13:00 | 2.8605 | 191.2687
2020-08-23 14:00 | 2.571 | 200.738
2020-08-23 15:00 | 2.4993 | 193.6355
2020-08-23 16:00 | 2.8737 | 169.8678
2020-08-23 17:00 | 4.408 | 157.7952
2020-08-23 18:00 | 5.9026 | 155.6729
2020-08-23 19:00 | 6.7594 | 161.4911
2020-08-23 20:00 | 7.3165 | 167.1992
2020-08-23 21:00 | 7.6738 | 176.8659
2020-08-23 22:00 | 6.4494 | 194.5413
2020-08-23 23:00 | 6.2325 | 205.0802
2020-08-24 00:00 | 6.017 | 218.8391
2020-08-24 01:00 | 5.5881 | 237.4435
2020-08-24 02:00 | 5.0562 | 258.506
2020-08-24 03:00 | 3.9451 | 267.5398
2020-08-24 04:00 | 2.5365 | 266.326
2020-08-24 05:00 | 1.7665 | 244.7646
2020-08-24 06:00 | 1.6791 | 224.1355
2020-08-24 07:00 | 1.9344 | 223.14
2020-08-24 08:00 | 1.9062 | 218.6185
2020-08-24 09:00 | 2.564 | 225.7786
2020-08-24 10:00 | 3.1234 | 215.2257
2020-08-24 11:00 | 2.6643 | 239.6206
2020-08-24 12:00 | 2.7133 | 265.9842
2020-08-24 13:00 | 3.0566 | 283.5384
2020-08-24 14:00 | 2.5713 | 297.0483
2020-08-24 15:00 | 1.9356 | 299.2289
2020-08-24 16:00 | 1.5873 | 310.6071
2020-08-24 17:00 | 1.524 | 321.0374
2020-08-24 18:00 | 1.3772 | 324.9187
2020-08-24 19:00 | 1.3001 | 330.0405
2020-08-24 20:00 | 0.56859 | 342.9174
2020-08-24 21:00 | 0.34458 | 15.3108
2020-08-24 22:00 | 0.41574 | 348.6072
2020-08-24 23:00 | 0.30765 | 7.8765
2020-08-25 00:00 | 0.12257 | 173.3518
2020-08-25 01:00 | 0.39814 | 119.597
2020-08-25 02:00 | 0.68117 | 103.3676
2020-08-25 03:00 | 0.63572 | 87.7055
2020-08-25 04:00 | 0.60687 | 68.3412
2020-08-25 05:00 | 0.83632 | 103.0243
2020-08-25 06:00 | 1.377 | 143.5325
2020-08-25 07:00 | 1.9875 | 151.6897
2020-08-25 08:00 | 2.4755 | 164.028
2020-08-25 09:00 | 1.9945 | 172.144
2020-08-25 10:00 | 2.8913 | 150.866
2020-08-25 11:00 | 4.2498 | 149.9249
2020-08-25 12:00 | 4.8315 | 160.0926
2020-08-25 13:00 | 4.6906 | 172.3425
2020-08-25 14:00 | 4.183 | 175.5903
2020-08-25 15:00 | 4.2561 | 209.6902
2020-08-25 16:00 | 6.6779 | 255.2062
2020-08-25 17:00 | 6.379 | 289.2381
2020-08-25 18:00 | 5.777 | 303.427
2020-08-25 19:00 | 5.6641 | 299.4367
2020-08-25 20:00 | 6.2188 | 295.6932
2020-08-25 21:00 | 7.0478 | 293.664
2020-08-25 22:00 | 7.5097 | 289.8074
2020-08-25 23:00 | 7.6086 | 292.5083
2020-08-26 00:00 | 7.0347 | 295.4111
2020-08-26 01:00 | 6.9806 | 295.3184
2020-08-26 02:00 | 6.3881 | 292.8597
2020-08-26 03:00 | 6.8536 | 291.6942
2020-08-26 04:00 | 7.6751 | 295.2499
2020-08-26 05:00 | 7.1124 | 302.4455
2020-08-26 06:00 | 5.7694 | 306.4828
2020-08-26 07:00 | 4.5768 | 306.4127
2020-08-26 08:00 | 4.1761 | 303.5242
2020-08-26 09:00 | 3.9114 | 296.8867
2020-08-26 10:00 | 3.2486 | 279.8273
2020-08-26 11:00 | 3.7573 | 266.5595
2020-08-26 12:00 | 4.1342 | 255.4972
2020-08-26 13:00 | 4.3202 | 247.738
2020-08-26 14:00 | 5.0426 | 243.9157
2020-08-26 15:00 | 4.4285 | 235.7981
2020-08-26 16:00 | 4.032 | 210.5704
2020-08-26 17:00 | 5.2627 | 189.7888
2020-08-26 18:00 | 6.4847 | 186.8939
2020-08-26 19:00 | 7.537 | 186.6789
2020-08-26 20:00 | 8.2858 | 191.6554
2020-08-26 21:00 | 8.4901 | 206.1382
2020-08-26 22:00 | 7.8663 | 221.2191
2020-08-26 23:00 | 7.6419 | 227.5086
2020-08-27 00:00 | 7.6878 | 234.4198
2020-08-27 01:00 | 7.9837 | 244.6506
2020-08-27 02:00 | 8.0208 | 255.3666
2020-08-27 03:00 | 7.1657 | 262.7701
2020-08-27 04:00 | 6.1412 | 267.8296
2020-08-27 05:00 | 5.9839 | 268.3305
2020-08-27 06:00 | 5.785 | 270.5338
2020-08-27 07:00 | 5.4605 | 268.9083
2020-08-27 08:00 | 5.5218 | 262.6644
2020-08-27 09:00 | 5.9756 | 254.8174
2020-08-27 10:00 | 6.2917 | 246.5299
2020-08-27 11:00 | 8.582 | 254.3867
2020-08-27 12:00 | 7.2857 | 255.3147
2020-08-27 13:00 | 7.2675 | 251.4314
2020-08-27 14:00 | 8.3751 | 257.7512
2020-08-27 15:00 | 8.4651 | 267.1592
2020-08-27 16:00 | 8.0466 | 265.6261
2020-08-27 17:00 | 8.3055 | 265.4893
2020-08-27 18:00 | 8.5442 | 263.3374
2020-08-27 19:00 | 8.9828 | 263.5882
2020-08-27 20:00 | 9.0459 | 264.9294
2020-08-27 21:00 | 9.2027 | 267.4769
2020-08-27 22:00 | 10.1299 | 270.466
2020-08-27 23:00 | 9.2312 | 275.4898
2020-08-28 00:00 | 8.4079 | 273.9346
2020-08-28 01:00 | 9.1107 | 275.3722
2020-08-28 02:00 | 8.7368 | 271.2257
2020-08-28 03:00 | 8.7411 | 272.2954
2020-08-28 04:00 | 8.2114 | 269.9249
2020-08-28 05:00 | 8.8825 | 273.7581
2020-08-28 06:00 | 9.3607 | 280.1085
2020-08-28 07:00 | 9.2372 | 287.1677
2020-08-28 08:00 | 7.9292 | 288.7614
2020-08-28 09:00 | 7.293 | 283.3962
2020-08-28 10:00 | 6.8792 | 282.5454
2020-08-28 11:00 | 7.013 | 282.2412
2020-08-28 12:00 | 6.9865 | 281.6843
2020-08-28 13:00 | 6.1289 | 284.339
2020-08-28 14:00 | 5.5315 | 286.3949
2020-08-28 15:00 | 5.4431 | 288.3173
2020-08-28 16:00 | 4.4332 | 282.9532
2020-08-28 17:00 | 4.4352 | 282.1698
2020-08-28 18:00 | 3.812 | 288.9331
2020-08-28 19:00 | 3.4959 | 290.4376
2020-08-28 20:00 | 2.8611 | 286.1882
2020-08-28 21:00 | 2.3367 | 269.2891
2020-08-28 22:00 | 3.2978 | 258.2848
2020-08-28 23:00 | 2.7731 | 235.6742
2020-08-29 00:00 | 3.1876 | 211.7947
2020-08-29 01:00 | 3.5592 | 198.4948
2020-08-29 02:00 | 4.6756 | 184.1373
2020-08-29 03:00 | 6.059 | 178.0429
2020-08-29 04:00 | 6.576 | 174.8843
2020-08-29 05:00 | 6.1952 | 173.3152
2020-08-29 06:00 | 5.2281 | 171.5427
2020-08-29 07:00 | 5.1998 | 174.444
2020-08-29 08:00 | 4.9243 | 171.6588
2020-08-29 09:00 | 5.0827 | 171.5268
2020-08-29 10:00 | 5.8793 | 166.5779
2020-08-29 11:00 | 6.6134 | 170.8893
2020-08-29 12:00 | 7.0924 | 175.7481
2020-08-29 13:00 | 7.114 | 177.636
2020-08-29 14:00 | 6.7637 | 179.6001
2020-08-29 15:00 | 5.7781 | 178.1133
2020-08-29 16:00 | 5.8282 | 174.205
2020-08-29 17:00 | 6.5716 | 171.6061
2020-08-29 18:00 | 7.4778 | 173.4098
2020-08-29 19:00 | 7.775 | 178.0126
2020-08-29 20:00 | 7.99 | 184.9965
2020-08-29 21:00 | 8.0876 | 191.8343
2020-08-29 22:00 | 8.2944 | 195.659
2020-08-29 23:00 | 8.5201 | 195.4826
2020-08-30 00:00 | 8.5259 | 196.4596
2020-08-30 01:00 | 8.3546 | 196.0316
2020-08-30 02:00 | 8.2384 | 197.3346
2020-08-30 03:00 | 8.2423 | 196.0684
2020-08-30 04:00 | 7.962 | 194.3726
2020-08-30 05:00 | 7.3869 | 193.6686
2020-08-30 06:00 | 6.3394 | 190.6137
2020-08-30 07:00 | 6.2167 | 188.4843
2020-08-30 08:00 | 6.2828 | 184.3919
2020-08-30 09:00 | 6.6648 | 181.4428
2020-08-30 10:00 | 6.9163 | 178.8494
2020-08-30 11:00 | 7.1927 | 180.4163
2020-08-30 12:00 | 7.3498 | 182.5348
2020-08-30 13:00 | 7.3661 | 183.0097
2020-08-30 14:00 | 7.2806 | 182.422
2020-08-30 15:00 | 7.111 | 177.3158
2020-08-30 16:00 | 7.6959 | 175.9195
2020-08-30 17:00 | 8.1101 | 176.911
2020-08-30 18:00 | 8.5445 | 179.1805
2020-08-30 19:00 | 8.6333 | 182.9743
2020-08-30 20:00 | 8.816 | 184.8412
2020-08-30 21:00 | 8.9536 | 187.2654
2020-08-30 22:00 | 8.8348 | 193.437
2020-08-30 23:00 | 8.9112 | 191.282
2020-08-31 00:00 | 8.97 | 191.7617
2020-08-31 01:00 | 8.8498 | 192.7644
2020-08-31 02:00 | 8.8304 | 191.9947
2020-08-31 03:00 | 8.8249 | 190.5042
2020-08-31 04:00 | 8.8938 | 189.3214
2020-08-31 05:00 | 8.7003 | 187.1368
2020-08-31 06:00 | 8.0867 | 187.067
2020-08-31 07:00 | 7.8863 | 190.4013
2020-08-31 08:00 | 7.868 | 193.608
2020-08-31 09:00 | 7.6922 | 197.9591
2020-08-31 10:00 | 6.9568 | 197.0347
2020-08-31 11:00 | 6.8655 | 201.0561
2020-08-31 12:00 | 6.7989 | 201.9109
2020-08-31 13:00 | 6.8737 | 199.2246
2020-08-31 14:00 | 6.7249 | 201.0386
2020-08-31 15:00 | 6.2734 | 198.9696
2020-08-31 16:00 | 6.4983 | 197.1417
2020-08-31 17:00 | 7.3223 | 195.4555
2020-08-31 18:00 | 7.2519 | 204.4351
2020-08-31 19:00 | 6.0888 | 232.547
2020-08-31 20:00 | 5.3987 | 276.6304
2020-08-31 21:00 | 5.736 | 318.2954
2020-08-31 22:00 | 5.6135 | 343.58
2020-08-31 23:00 | 6.1821 | 355.6685
2020-09-01 00:00 | 6.0294 | 5.3121
2020-09-01 01:00 | 5.826 | 12.5921
2020-09-01 02:00 | 5.8743 | 18.8112
2020-09-01 03:00 | 5.9941 | 23.2943
2020-09-01 04:00 | 6.0753 | 33.3073
2020-09-01 05:00 | 5.4628 | 46.5928
2020-09-01 06:00 | 4.7707 | 58.3524
2020-09-01 07:00 | 4.1966 | 70.1738
2020-09-01 08:00 | 3.2826 | 74.3958
2020-09-01 09:00 | 2.9292 | 75.0051
2020-09-01 10:00 | 2.4469 | 110.0278
2020-09-01 11:00 | 1.5633 | 121.1859
2020-09-01 12:00 | 1.6006 | 111.4505
2020-09-01 13:00 | 1.9229 | 101.3435
2020-09-01 14:00 | 2.599 | 92.8197
2020-09-01 15:00 | 3.1762 | 75.1731
2020-09-01 16:00 | 5.1591 | 53.5703
2020-09-01 17:00 | 7.1242 | 54.1793
2020-09-01 18:00 | 7.491 | 63.9067
2020-09-01 19:00 | 7.5377 | 81.8404
2020-09-01 20:00 | 7.7588 | 103.1559
2020-09-01 21:00 | 7.7391 | 117.6551
2020-09-01 22:00 | 5.6249 | 131.4686
2020-09-01 23:00 | 4.8248 | 137.8093
2020-09-02 00:00 | 4.0199 | 139.1142
2020-09-02 01:00 | 3.1685 | 142.0278
2020-09-02 02:00 | 2.4471 | 136.1657
2020-09-02 03:00 | 2.9355 | 112.3053
2020-09-02 04:00 | 4.3401 | 105.848
2020-09-02 05:00 | 4.7584 | 108.9659
2020-09-02 06:00 | 3.9134 | 112.2401
2020-09-02 07:00 | 3.204 | 117.4106
2020-09-02 08:00 | 3.3285 | 121.2807
2020-09-02 09:00 | 3.4425 | 125.0763
2020-09-02 10:00 | 2.5686 | 123.1703
2020-09-02 11:00 | 2.2244 | 127.0507
2020-09-02 12:00 | 2.3239 | 138.3851
2020-09-02 13:00 | 1.7982 | 155.6531
2020-09-02 14:00 | 1.0445 | 208.5441
2020-09-02 15:00 | 2.5516 | 287.4029
2020-09-02 16:00 | 5.7558 | 300.5732
2020-09-02 17:00 | 8.0299 | 302.9941
2020-09-02 18:00 | 9.2408 | 303.4377
2020-09-02 19:00 | 9.5676 | 306.6044
2020-09-02 20:00 | 8.856 | 311.8819
2020-09-02 21:00 | 8.4023 | 312.3935
2020-09-02 22:00 | 8.0761 | 312.9944
2020-09-02 23:00 | 8.0701 | 315.946
2020-09-03 00:00 | 7.8392 | 317.2992
2020-09-03 01:00 | 7.3974 | 320.6259
2020-09-03 02:00 | 6.8983 | 325.7148
2020-09-03 03:00 | 6.2189 | 328.3873
2020-09-03 04:00 | 5.7014 | 328.4311
2020-09-03 05:00 | 4.8018 | 331.1941
2020-09-03 06:00 | 4.2985 | 333.6488
2020-09-03 07:00 | 4.2089 | 332.7997
2020-09-03 08:00 | 4.411 | 330.1793
2020-09-03 09:00 | 4.6844 | 332.8408
2020-09-03 10:00 | 4.8328 | 345.4992
2020-09-03 11:00 | 5.2501 | 347.3729
2020-09-03 12:00 | 5.3853 | 355.4791
2020-09-03 13:00 | 5.5096 | 358.6725
2020-09-03 14:00 | 5.2813 | 1.6334
2020-09-03 15:00 | 4.4826 | 349.5753
2020-09-03 16:00 | 5.0966 | 335.3695
2020-09-03 17:00 | 5.8954 | 334.2706
2020-09-03 18:00 | 6.4256 | 337.1232
2020-09-03 19:00 | 6.8432 | 339.5543
2020-09-03 20:00 | 6.7295 | 347.2043
2020-09-03 21:00 | 6.143 | 1.194
2020-09-03 22:00 | 5.6356 | 358.9399
2020-09-03 23:00 | 5.4752 | 350.2404
2020-09-04 00:00 | 5.7153 | 341.4368
2020-09-04 01:00 | 6.0448 | 339.3362
2020-09-04 02:00 | 6.0697 | 331.6304
2020-09-04 03:00 | 6.7508 | 328.9942
2020-09-04 04:00 | 7.4133 | 328.7179
2020-09-04 05:00 | 7.6738 | 333.0485
2020-09-04 06:00 | 7.2632 | 340.4842
2020-09-04 07:00 | 6.8841 | 347.9746
2020-09-04 08:00 | 6.225 | 350.1831
2020-09-04 09:00 | 5.7491 | 348.4605
2020-09-04 10:00 | 5.5499 | 342.4908
2020-09-04 11:00 | 5.5656 | 338.6217
2020-09-04 12:00 | 5.9264 | 337.4692
2020-09-04 13:00 | 6.5782 | 338.1123
2020-09-04 14:00 | 7.0077 | 340.4717
2020-09-04 15:00 | 7.0724 | 344.5154
2020-09-04 16:00 | 6.3683 | 348.6433
2020-09-04 17:00 | 5.7866 | 353.8537
2020-09-04 18:00 | 5.6702 | 352.7689
2020-09-04 19:00 | 6.0765 | 348.7963
2020-09-04 20:00 | 6.5229 | 346.7821
2020-09-04 21:00 | 6.6951 | 346.7779
2020-09-04 22:00 | 6.5359 | 347.1721
2020-09-04 23:00 | 6.3268 | 342.2514
2020-09-05 00:00 | 5.994 | 343.285
2020-09-05 01:00 | 5.9918 | 342.2796
2020-09-05 02:00 | 6.2894 | 338.58
2020-09-05 03:00 | 6.4301 | 335.879
2020-09-05 04:00 | 6.5322 | 334.482
2020-09-05 05:00 | 6.2778 | 335.8988
2020-09-05 06:00 | 5.2654 | 341.1823
2020-09-05 07:00 | 5.3866 | 350.1637
2020-09-05 08:00 | 5.2761 | 1.2986
2020-09-05 09:00 | 4.7957 | 3.0735
2020-09-05 10:00 | 4.0316 | 2.1715
2020-09-05 11:00 | 3.8935 | 3.4786
2020-09-05 12:00 | 3.9552 | 6.9052
2020-09-05 13:00 | 4.1301 | 9.5893
2020-09-05 14:00 | 4.0688 | 9.9946
2020-09-05 15:00 | 3.9396 | 9.742
2020-09-05 16:00 | 4.3464 | 1.2534
2020-09-05 17:00 | 4.9919 | 358.8085
2020-09-05 18:00 | 5.0655 | 4.2022
2020-09-05 19:00 | 4.8637 | 13.4225
2020-09-05 20:00 | 4.5473 | 23.5519
2020-09-05 21:00 | 4.09 | 25.9666
2020-09-05 22:00 | 3.7753 | 15.0642
2020-09-05 23:00 | 3.446 | 5.9068
2020-09-06 00:00 | 3.3304 | 358.3654
2020-09-06 01:00 | 3.3173 | 354.9118
2020-09-06 02:00 | 3.3883 | 348.2596
2020-09-06 03:00 | 3.5322 | 346.3691
2020-09-06 04:00 | 3.5734 | 345.2073
2020-09-06 05:00 | 2.9966 | 357.9489
2020-09-06 06:00 | 1.5261 | 24.6181
2020-09-06 07:00 | 1.0898 | 52.3275
2020-09-06 08:00 | 0.94476 | 39.7698
2020-09-06 09:00 | 0.74135 | 352.8551
2020-09-06 10:00 | 0.83299 | 343.8375
2020-09-06 11:00 | 1.1717 | 308.2866
2020-09-06 12:00 | 1.0934 | 305.6762
2020-09-06 13:00 | 1.3765 | 310.6805
2020-09-06 14:00 | 1.6324 | 324.8764
2020-09-06 15:00 | 1.9176 | 339.2799
2020-09-06 16:00 | 3.3743 | 337.4936
2020-09-06 17:00 | 4.5222 | 344.0825
2020-09-06 18:00 | 4.7559 | 1.4553
2020-09-06 19:00 | 4.6229 | 13.2429
2020-09-06 20:00 | 4.308 | 17.0126
2020-09-06 21:00 | 4.1503 | 27.4139
2020-09-06 22:00 | 4.1942 | 38.7683
2020-09-06 23:00 | 3.9124 | 45.9827
2020-09-07 00:00 | 3.5559 | 37.7636
2020-09-07 01:00 | 3.7072 | 33.3507
2020-09-07 02:00 | 3.8087 | 36.8877
2020-09-07 03:00 | 3.9095 | 41.1702
2020-09-07 04:00 | 4.034 | 52.582
2020-09-07 05:00 | 3.7752 | 66.3336
2020-09-07 06:00 | 2.5498 | 79.6498
2020-09-07 07:00 | 2.5971 | 100.1296
2020-09-07 08:00 | 2.8879 | 117.3249
2020-09-07 09:00 | 3.3618 | 133.7134
2020-09-07 10:00 | 3.7003 | 141.2654
2020-09-07 11:00 | 4.3804 | 157.5888
2020-09-07 12:00 | 4.8566 | 173.7672
2020-09-07 13:00 | 5.1351 | 187.1352
2020-09-07 14:00 | 5.0931 | 198.9075
2020-09-07 15:00 | 4.2706 | 213.0637
2020-09-07 16:00 | 4.1274 | 238.5795
2020-09-07 17:00 | 5.8787 | 294.1009
2020-09-07 18:00 | 9.8241 | 325.1736
2020-09-07 19:00 | 9.7401 | 335.8244
2020-09-07 20:00 | 8.315 | 336.9059
2020-09-07 21:00 | 7.4813 | 335.881
2020-09-07 22:00 | 7.7105 | 326.9562
2020-09-07 23:00 | 8.3374 | 329.356
2020-09-08 00:00 | 8.2083 | 334.5005
2020-09-08 01:00 | 7.4232 | 337.6844
2020-09-08 02:00 | 6.7777 | 335.2693
2020-09-08 03:00 | 6.1539 | 328.4936
2020-09-08 04:00 | 5.6856 | 322.095
2020-09-08 05:00 | 6.2617 | 314.8917
2020-09-08 06:00 | 5.7944 | 311.0975
2020-09-08 07:00 | 5.5964 | 308.1755
2020-09-08 08:00 | 6.0523 | 307.9073
2020-09-08 09:00 | 6.4139 | 306.1492
2020-09-08 10:00 | 6.5626 | 302.7127
2020-09-08 11:00 | 6.7202 | 300.6575
2020-09-08 12:00 | 6.6387 | 298.3187
2020-09-08 13:00 | 6.2335 | 295.7903
2020-09-08 14:00 | 6.2044 | 294.34
2020-09-08 15:00 | 5.9824 | 295.0266
2020-09-08 16:00 | 5.4358 | 291.9226
2020-09-08 17:00 | 5.2219 | 278.1463
2020-09-08 18:00 | 5.8137 | 272.9756
2020-09-08 19:00 | 6.344 | 275.113
2020-09-08 20:00 | 6.58 | 275.5024
2020-09-08 21:00 | 6.8076 | 270.944
2020-09-08 22:00 | 7.4745 | 263.5245
2020-09-08 23:00 | 8.2386 | 260.5245
2020-09-09 00:00 | 8.6113 | 260.6165
2020-09-09 01:00 | 8.7057 | 260.1029
2020-09-09 02:00 | 8.7465 | 261.429
2020-09-09 03:00 | 8.5588 | 265.3666
2020-09-09 04:00 | 8.3138 | 271.6811
2020-09-09 05:00 | 7.9454 | 275.7454
2020-09-09 06:00 | 6.8529 | 276.4194
2020-09-09 07:00 | 6.9275 | 280.1442
2020-09-09 08:00 | 7.6121 | 285.4902
2020-09-09 09:00 | 8.6038 | 288.9067
2020-09-09 10:00 | 7.369 | 286.2109
2020-09-09 11:00 | 7.3616 | 284.8802
2020-09-09 12:00 | 7.3477 | 285.0285
2020-09-09 13:00 | 7.1656 | 287.426
2020-09-09 14:00 | 6.7512 | 287.4601
2020-09-09 15:00 | 6.069 | 288.2082
2020-09-09 16:00 | 5.5623 | 288.7658
2020-09-09 17:00 | 5.3505 | 288.2602
2020-09-09 18:00 | 5.0262 | 286.2373
2020-09-09 19:00 | 4.706 | 283.5378
2020-09-09 20:00 | 4.3902 | 278.6899
2020-09-09 21:00 | 4.4985 | 267.3764
2020-09-09 22:00 | 5.1045 | 260.0079
2020-09-09 23:00 | 5.1865 | 251.869
2020-09-10 00:00 | 5.4351 | 244.7904
2020-09-10 01:00 | 5.9012 | 238.3479
2020-09-10 02:00 | 6.4056 | 234.7156
2020-09-10 03:00 | 6.7525 | 232.4717
2020-09-10 04:00 | 6.9307 | 230.4341
2020-09-10 05:00 | 6.9725 | 229.8538
2020-09-10 06:00 | 6.1476 | 230.8806
2020-09-10 07:00 | 6.3623 | 233.6574
2020-09-10 08:00 | 7.6756 | 240.5522
2020-09-10 09:00 | 8.7009 | 246.1941
2020-09-10 10:00 | 8.1919 | 244.909
2020-09-10 11:00 | 8.1066 | 250.6901
2020-09-10 12:00 | 7.8912 | 256.9048
2020-09-10 13:00 | 7.7117 | 267.1267
2020-09-10 14:00 | 7.586 | 278.0555
2020-09-10 15:00 | 6.9714 | 289.8744
2020-09-10 16:00 | 7.2418 | 305.7056
2020-09-10 17:00 | 7.6433 | 324.5078
2020-09-10 18:00 | 7.1145 | 334.9986
2020-09-10 19:00 | 7.1588 | 339.8345
2020-09-10 20:00 | 7.1816 | 345.4449
2020-09-10 21:00 | 6.7614 | 350.8436
2020-09-10 22:00 | 6.584 | 342.5717
2020-09-10 23:00 | 6.1906 | 338.8441
2020-09-11 00:00 | 5.9288 | 337.096
2020-09-11 01:00 | 5.9556 | 337.4067
2020-09-11 02:00 | 5.7847 | 339.8738
2020-09-11 03:00 | 5.2154 | 342.6377
2020-09-11 04:00 | 4.7461 | 343.4899
2020-09-11 05:00 | 3.8555 | 345.6466
2020-09-11 06:00 | 3.5479 | 356.0665
2020-09-11 07:00 | 3.2335 | 4.2377
2020-09-11 08:00 | 2.9325 | 7.6968
2020-09-11 09:00 | 2.7456 | 9.1045
2020-09-11 10:00 | 2.2026 | 18.7908
2020-09-11 11:00 | 1.7202 | 28.5858
2020-09-11 12:00 | 1.4046 | 23.2861
2020-09-11 13:00 | 1.4795 | 19.7179
2020-09-11 14:00 | 1.5778 | 25.7958
2020-09-11 15:00 | 1.7097 | 33.0259
2020-09-11 16:00 | 2.2345 | 40.6989
2020-09-11 17:00 | 3.3317 | 56.3339
2020-09-11 18:00 | 4.0637 | 74.1174
2020-09-11 19:00 | 4.5003 | 82.6357
2020-09-11 20:00 | 4.7346 | 92.2253
2020-09-11 21:00 | 4.8437 | 103.3661
2020-09-11 22:00 | 4.5828 | 118.1317
2020-09-11 23:00 | 4.3239 | 123.908
2020-09-12 00:00 | 4.1347 | 127.0134
2020-09-12 01:00 | 4.0227 | 130.905
2020-09-12 02:00 | 4.0145 | 134.5254
2020-09-12 03:00 | 4.1223 | 138.7025
2020-09-12 04:00 | 4.1177 | 143.6591
2020-09-12 05:00 | 4.5014 | 147.2247
2020-09-12 06:00 | 3.4005 | 150.3502
2020-09-12 07:00 | 2.5993 | 151.9842
2020-09-12 08:00 | 2.4474 | 152.7037
2020-09-12 09:00 | 2.5377 | 162.4539
2020-09-12 10:00 | 2.616 | 162.3596
2020-09-12 11:00 | 2.4543 | 165.6646
2020-09-12 12:00 | 2.5215 | 168.8161
2020-09-12 13:00 | 2.4478 | 168.6258
2020-09-12 14:00 | 2.5358 | 165.8847
2020-09-12 15:00 | 2.9781 | 156.2916
2020-09-12 16:00 | 4.0287 | 147.1103
2020-09-12 17:00 | 5.2283 | 147.3907
2020-09-12 18:00 | 6.0673 | 151.3904
2020-09-12 19:00 | 6.4461 | 156.447
2020-09-12 20:00 | 6.477 | 162.3603
2020-09-12 21:00 | 6.4621 | 170.42
2020-09-12 22:00 | 6.5879 | 175.9004
2020-09-12 23:00 | 6.9002 | 180.8217
2020-09-13 00:00 | 7.0354 | 186.4437
2020-09-13 01:00 | 6.9079 | 194.7817
2020-09-13 02:00 | 6.6675 | 204.0895
2020-09-13 03:00 | 6.3005 | 212.098
2020-09-13 04:00 | 6.1083 | 218.7921
2020-09-13 05:00 | 5.9833 | 221.3167
2020-09-13 06:00 | 4.8738 | 230.1414
2020-09-13 07:00 | 3.8434 | 239.8703
2020-09-13 08:00 | 3.5402 | 251.7195
2020-09-13 09:00 | 3.4677 | 264.2317
2020-09-13 10:00 | 3.4711 | 257.4256
2020-09-13 11:00 | 4.0721 | 265.1645
2020-09-13 12:00 | 4.7886 | 276.2212
2020-09-13 13:00 | 5.0104 | 280.6444
2020-09-13 14:00 | 5.4589 | 287.075
2020-09-13 15:00 | 5.1369 | 291.9623
2020-09-13 16:00 | 4.9072 | 289.2139
2020-09-13 17:00 | 5.2463 | 286.2721
2020-09-13 18:00 | 5.9485 | 288.1101
2020-09-13 19:00 | 6.9706 | 300.0339
2020-09-13 20:00 | 7.484 | 312.0938
2020-09-13 21:00 | 7.3641 | 318.735
2020-09-13 22:00 | 7.7876 | 324.0626
2020-09-13 23:00 | 7.1748 | 327.6731
2020-09-14 00:00 | 6.7701 | 329.3319
2020-09-14 01:00 | 6.6616 | 328.8366
2020-09-14 02:00 | 6.5042 | 329.0583
2020-09-14 03:00 | 5.9571 | 327.2512
2020-09-14 04:00 | 5.7106 | 326.3603
2020-09-14 05:00 | 5.2667 | 327.9881
2020-09-14 06:00 | 3.8765 | 327.0906
2020-09-14 07:00 | 3.2828 | 317.2182
2020-09-14 08:00 | 3.8442 | 306.5981
2020-09-14 09:00 | 4.532 | 302.1916
2020-09-14 10:00 | 4.5835 | 294.5983
2020-09-14 11:00 | 5.0174 | 293.4662
2020-09-14 12:00 | 5.3739 | 292.393
2020-09-14 13:00 | 5.7035 | 290.7731
2020-09-14 14:00 | 6.106 | 295.4448
2020-09-14 15:00 | 6.0465 | 301.6103
2020-09-14 16:00 | 5.8469 | 303.5211
2020-09-14 17:00 | 6.0178 | 306.6915
2020-09-14 18:00 | 6.1239 | 310.3497
2020-09-14 19:00 | 6.102 | 313.8991
2020-09-14 20:00 | 5.986 | 317.3873
2020-09-14 21:00 | 5.7536 | 319.5112
2020-09-14 22:00 | 6.1553 | 317.4491
2020-09-14 23:00 | 5.6502 | 319.7779
2020-09-15 00:00 | 5.2782 | 320.4196
2020-09-15 01:00 | 5.0557 | 317.0788
2020-09-15 02:00 | 5.0133 | 313.826
2020-09-15 03:00 | 4.9454 | 312.262
2020-09-15 04:00 | 4.8078 | 310.6164
2020-09-15 05:00 | 4.3076 | 307.7136
2020-09-15 06:00 | 3.0145 | 304.2033
2020-09-15 07:00 | 3.0008 | 304.9772
2020-09-15 08:00 | 3.8938 | 311.4551
2020-09-15 09:00 | 4.0009 | 317.2214
2020-09-15 10:00 | 3.7323 | 316.9872
2020-09-15 11:00 | 3.7806 | 315.3411
2020-09-15 12:00 | 3.9284 | 310.5594
2020-09-15 13:00 | 4.0684 | 311.2463
2020-09-15 14:00 | 4.2371 | 315.4902
2020-09-15 15:00 | 3.9591 | 319.7989
2020-09-15 16:00 | 4.0946 | 322.3391
2020-09-15 17:00 | 4.311 | 326.7222
2020-09-15 18:00 | 4.4006 | 332.7963
2020-09-15 19:00 | 4.5319 | 339.7209
2020-09-15 20:00 | 4.5769 | 349.1006
2020-09-15 21:00 | 4.4176 | 359.8415
2020-09-15 22:00 | 3.8272 | 10.0042
2020-09-15 23:00 | 2.9259 | 24.4362
2020-09-16 00:00 | 1.8564 | 36.2037
2020-09-16 01:00 | 1.0052 | 42.0134
2020-09-16 02:00 | 0.29605 | 89.2351
2020-09-16 03:00 | 0.91956 | 174.5048
2020-09-16 04:00 | 1.7575 | 184.7307
2020-09-16 05:00 | 2.399 | 188.1759
2020-09-16 06:00 | 2.688 | 195.0366
2020-09-16 07:00 | 1.9544 | 197.6998
2020-09-16 08:00 | 2.0743 | 211.1923
2020-09-16 09:00 | 1.8747 | 210.9767
2020-09-16 10:00 | 1.516 | 202.7382
2020-09-16 11:00 | 1.7024 | 178.2157
2020-09-16 12:00 | 2.3234 | 171.4568
2020-09-16 13:00 | 3.0947 | 170.741
2020-09-16 14:00 | 3.8991 | 169.8694
2020-09-16 15:00 | 4.6332 | 163.81
2020-09-16 16:00 | 5.9558 | 163.4199
2020-09-16 17:00 | 7.014 | 169.1102
2020-09-16 18:00 | 7.7106 | 177.0095
2020-09-16 19:00 | 8.0229 | 185.0571
2020-09-16 20:00 | 8.2415 | 193.1331
2020-09-16 21:00 | 8.2413 | 198.7091
2020-09-16 22:00 | 8.7745 | 201.0575
2020-09-16 23:00 | 8.8254 | 203.4648
2020-09-17 00:00 | 8.4597 | 206.9551
2020-09-17 01:00 | 8.1349 | 209.3543
2020-09-17 02:00 | 7.996 | 208.9723
2020-09-17 03:00 | 8.0367 | 207.6127
2020-09-17 04:00 | 8.501 | 206.1139
2020-09-17 05:00 | 8.8861 | 205.2579
2020-09-17 06:00 | 9.1568 | 208.5458
2020-09-17 07:00 | 8.3394 | 213.5444
2020-09-17 08:00 | 8.9796 | 219.7175
2020-09-17 09:00 | 9.1074 | 225.0662
2020-09-17 10:00 | 9.0991 | 231.2938
2020-09-17 11:00 | 10.1195 | 245.6443
2020-09-17 12:00 | 10.261 | 265.2764
2020-09-17 13:00 | 9.31 | 284.6017
2020-09-17 14:00 | 10.4767 | 305.7402
2020-09-17 15:00 | 11.3031 | 323.2716
2020-09-17 16:00 | 11.1032 | 330.7128
2020-09-17 17:00 | 10.4567 | 332.5399
2020-09-17 18:00 | 9.5902 | 331.7721
2020-09-17 19:00 | 8.5141 | 326.8054
2020-09-17 20:00 | 7.6127 | 316.2457
2020-09-17 21:00 | 7.7942 | 310.7681
2020-09-17 22:00 | 9.34 | 306.2393
2020-09-17 23:00 | 9.4735 | 308.496
2020-09-18 00:00 | 9.4929 | 308.9999
2020-09-18 01:00 | 9.327 | 307.5898
2020-09-18 02:00 | 8.8447 | 304.0337
2020-09-18 03:00 | 9.4723 | 304.9817
2020-09-18 04:00 | 9.3489 | 304.7243
2020-09-18 05:00 | 9.6262 | 306.4482
2020-09-18 06:00 | 10.0923 | 314.7197
2020-09-18 07:00 | 9.9344 | 314.9444
2020-09-18 08:00 | 9.8408 | 315.1385
2020-09-18 09:00 | 9.6731 | 313.3933
2020-09-18 10:00 | 9.9434 | 315.4903
2020-09-18 11:00 | 10.4739 | 318.825
2020-09-18 12:00 | 10.1073 | 318.7011
2020-09-18 13:00 | 10.2578 | 318.9901
2020-09-18 14:00 | 9.6151 | 319.604
2020-09-18 15:00 | 8.2723 | 322.1675
2020-09-18 16:00 | 8.4167 | 328.4034
2020-09-18 17:00 | 7.6786 | 329.4886
2020-09-18 18:00 | 7.0266 | 327.2875
2020-09-18 19:00 | 6.6647 | 323.0567
2020-09-18 20:00 | 6.7244 | 320.7144
2020-09-18 21:00 | 6.5777 | 319.0423
2020-09-18 22:00 | 7.6451 | 320.7341
2020-09-18 23:00 | 7.5884 | 318.2165
2020-09-19 00:00 | 7.4153 | 317.5774
2020-09-19 01:00 | 7.305 | 315.5514
2020-09-19 02:00 | 6.9479 | 314.2822
2020-09-19 03:00 | 6.6068 | 314.4812
2020-09-19 04:00 | 6.3523 | 314.1532
2020-09-19 05:00 | 5.7846 | 310.6148
2020-09-19 06:00 | 4.687 | 308.844
2020-09-19 07:00 | 4.5197 | 310.3938
2020-09-19 08:00 | 4.5271 | 312.7855
2020-09-19 09:00 | 4.6988 | 314.1653
2020-09-19 10:00 | 4.6656 | 313.0457
2020-09-19 11:00 | 4.7408 | 307.1724
2020-09-19 12:00 | 4.6966 | 302.2436
2020-09-19 13:00 | 4.8515 | 298.5163
2020-09-19 14:00 | 5.1821 | 296.9102
2020-09-19 15:00 | 5.1945 | 296.8477
2020-09-19 16:00 | 5.7768 | 297.4877
2020-09-19 17:00 | 6.3158 | 300.6562
2020-09-19 18:00 | 6.7058 | 308.114
2020-09-19 19:00 | 6.7458 | 318.0494
2020-09-19 20:00 | 6.4145 | 326.7403
2020-09-19 21:00 | 5.9653 | 332.7575
2020-09-19 22:00 | 5.8755 | 333.9511
2020-09-19 23:00 | 5.2788 | 332.4541
2020-09-20 00:00 | 4.9874 | 330.9048
2020-09-20 01:00 | 4.8832 | 333.5157
2020-09-20 02:00 | 4.5773 | 334.7992
2020-09-20 03:00 | 4.3155 | 333.7862
2020-09-20 04:00 | 4.214 | 336.0726
2020-09-20 05:00 | 3.9108 | 341.0408
2020-09-20 06:00 | 2.52 | 343.4077
2020-09-20 07:00 | 2.2033 | 347.4716
2020-09-20 08:00 | 2.1589 | 354.1971
2020-09-20 09:00 | 2.9621 | 1.8054
2020-09-20 10:00 | 2.9636 | 4.6337
2020-09-20 11:00 | 2.9484 | 8.3893
2020-09-20 12:00 | 2.8225 | 12.2529
2020-09-20 13:00 | 2.6832 | 17.3875
2020-09-20 14:00 | 2.5179 | 27.1742
2020-09-20 15:00 | 2.5792 | 38.5164
2020-09-20 16:00 | 2.8947 | 53.3777
2020-09-20 17:00 | 3.2697 | 71.7109
2020-09-20 18:00 | 3.6739 | 91.6003
2020-09-20 19:00 | 4.1509 | 110.2237
2020-09-20 20:00 | 4.7339 | 124.039
2020-09-20 21:00 | 5.0153 | 136.5791
2020-09-20 22:00 | 4.7488 | 149.9021
2020-09-20 23:00 | 4.4344 | 158.5898
2020-09-21 00:00 | 4.4359 | 164.2649
2020-09-21 01:00 | 4.494 | 170.2919
2020-09-21 02:00 | 4.8688 | 180.1431
2020-09-21 03:00 | 5.1938 | 189.3953
2020-09-21 04:00 | 5.0218 | 198.2995
2020-09-21 05:00 | 4.6407 | 205.4204
2020-09-21 06:00 | 3.3506 | 210.1919
2020-09-21 07:00 | 2.1838 | 209.8233
2020-09-21 08:00 | 1.7639 | 213.3399
2020-09-21 09:00 | 1.5633 | 218.8568
2020-09-21 10:00 | 1.4086 | 204.467
2020-09-21 11:00 | 1.0104 | 206.3944
2020-09-21 12:00 | 0.86831 | 196.5618
2020-09-21 13:00 | 1.3115 | 189.8924
2020-09-21 14:00 | 1.7522 | 191.4149
2020-09-21 15:00 | 1.869 | 186.6746
2020-09-21 16:00 | 2.0282 | 175.6948
2020-09-21 17:00 | 2.538 | 168.3796
2020-09-21 18:00 | 3.4159 | 169.4259
2020-09-21 19:00 | 4.2612 | 175.4915
2020-09-21 20:00 | 5.0109 | 183.1695
2020-09-21 21:00 | 5.708 | 191.3869
2020-09-21 22:00 | 6.1654 | 203.2917
2020-09-21 23:00 | 6.1279 | 209.9313
2020-09-22 00:00 | 6.0422 | 212.9497
2020-09-22 01:00 | 6.0396 | 213.9233
2020-09-22 02:00 | 6.0245 | 212.79
2020-09-22 03:00 | 6.131 | 210.5598
2020-09-22 04:00 | 6.1073 | 209.1628
2020-09-22 05:00 | 5.9259 | 205.4732
2020-09-22 06:00 | 5.0155 | 202.2455
2020-09-22 07:00 | 3.7028 | 198.2853
2020-09-22 08:00 | 3.5978 | 197.6888
2020-09-22 09:00 | 4.123 | 200.2595
2020-09-22 10:00 | 4.9097 | 197.0717
2020-09-22 11:00 | 5.1075 | 198.1208
2020-09-22 12:00 | 5.141 | 198.6801
2020-09-22 13:00 | 4.9186 | 199.3588
2020-09-22 14:00 | 4.6742 | 196.4068
2020-09-22 15:00 | 4.7004 | 187.9676
2020-09-22 16:00 | 5.623 | 180.8975
2020-09-22 17:00 | 6.4372 | 181.7009
2020-09-22 18:00 | 6.905 | 184.6569
2020-09-22 19:00 | 6.8895 | 187.9197
2020-09-22 20:00 | 6.9568 | 190.005
2020-09-22 21:00 | 6.9736 | 191.7847
2020-09-22 22:00 | 7.2496 | 197.634
2020-09-22 23:00 | 6.9214 | 201.0654
2020-09-23 00:00 | 6.569 | 200.6499
2020-09-23 01:00 | 6.194 | 196.5022
2020-09-23 02:00 | 5.9944 | 191.1745
2020-09-23 03:00 | 6.028 | 187.6565
2020-09-23 04:00 | 6.1203 | 185.3786
2020-09-23 05:00 | 6.1743 | 180.5076
2020-09-23 06:00 | 5.5919 | 172.2028
2020-09-23 07:00 | 4.6837 | 168.6851
2020-09-23 08:00 | 4.9564 | 171.1705
2020-09-23 09:00 | 6.0673 | 172.4116
2020-09-23 10:00 | 6.6131 | 167.8729
2020-09-23 11:00 | 6.5602 | 169.0431
2020-09-23 12:00 | 6.3207 | 171.1148
2020-09-23 13:00 | 5.8648 | 172.5138
2020-09-23 14:00 | 5.4172 | 168.5192
2020-09-23 15:00 | 5.0847 | 159.8641
2020-09-23 16:00 | 5.6385 | 156.1992
2020-09-23 17:00 | 6.1039 | 153.7227
2020-09-23 18:00 | 6.145 | 156.929
2020-09-23 19:00 | 5.867 | 162.6011
2020-09-23 20:00 | 5.7366 | 163.355
2020-09-23 21:00 | 5.7021 | 160.9294
2020-09-23 22:00 | 5.7167 | 169.753
2020-09-23 23:00 | 5.2898 | 169.3302
2020-09-24 00:00 | 4.9736 | 163.2844
2020-09-24 01:00 | 5.0137 | 155.8196
2020-09-24 02:00 | 5.308 | 151.8901
2020-09-24 03:00 | 5.8145 | 152.6676
2020-09-24 04:00 | 6.0767 | 154.4073
2020-09-24 05:00 | 6.0979 | 157.8193
2020-09-24 06:00 | 5.2537 | 163.6651
2020-09-24 07:00 | 3.793 | 160.685
2020-09-24 08:00 | 3.848 | 154.1181
2020-09-24 09:00 | 4.431 | 158.7375
2020-09-24 10:00 | 4.6383 | 161.7358
2020-09-24 11:00 | 4.9172 | 165.9058
2020-09-24 12:00 | 4.8211 | 165.0354
2020-09-24 13:00 | 4.6385 | 165.0033
2020-09-24 14:00 | 4.3389 | 160.6816
2020-09-24 15:00 | 4.2006 | 153.5586
2020-09-24 16:00 | 4.6396 | 151.3028
2020-09-24 17:00 | 5.0809 | 157.4181
2020-09-24 18:00 | 5.3125 | 160.9779
2020-09-24 19:00 | 5.4178 | 164.8912
2020-09-24 20:00 | 5.1945 | 167.7258
2020-09-24 21:00 | 5.2224 | 169.02
2020-09-24 22:00 | 5.1313 | 172.1575
2020-09-24 23:00 | 5.2106 | 169.5899
2020-09-25 00:00 | 5.2267 | 170.7966
2020-09-25 01:00 | 5.2542 | 168.4922
2020-09-25 02:00 | 5.3537 | 164.8818
2020-09-25 03:00 | 5.5151 | 167.0631
2020-09-25 04:00 | 5.5674 | 169.2826
2020-09-25 05:00 | 5.5051 | 169.1158
2020-09-25 06:00 | 4.8065 | 164.9802
2020-09-25 07:00 | 3.5525 | 152.4102
2020-09-25 08:00 | 3.9978 | 143.7708
2020-09-25 09:00 | 5.0491 | 144.1837
2020-09-25 10:00 | 6.2673 | 151.4852
2020-09-25 11:00 | 6.8194 | 151.4412
2020-09-25 12:00 | 7.0341 | 151.1688
2020-09-25 13:00 | 7.1567 | 151.8611
2020-09-25 14:00 | 6.6861 | 148.2465
2020-09-25 15:00 | 6.1943 | 149.0802
2020-09-25 16:00 | 6.6202 | 141.5975
2020-09-25 17:00 | 7.4326 | 138.3777
2020-09-25 18:00 | 7.842 | 141.9134
2020-09-25 19:00 | 7.8889 | 147.1948
2020-09-25 20:00 | 7.8942 | 150.2561
2020-09-25 21:00 | 7.9948 | 150.9575
2020-09-25 22:00 | 8.2325 | 156.4619
2020-09-25 23:00 | 8.0114 | 153.4588
2020-09-26 00:00 | 8.0047 | 149.9037
2020-09-26 01:00 | 8.1583 | 146.6041
2020-09-26 02:00 | 8.4724 | 142.8339
2020-09-26 03:00 | 8.8491 | 140.0352
2020-09-26 04:00 | 9.1992 | 136.2007
2020-09-26 05:00 | 9.2462 | 133.773
2020-09-26 06:00 | 8.3445 | 132.3793
2020-09-26 07:00 | 7.9176 | 130.0871
2020-09-26 08:00 | 8.5392 | 126.2198
2020-09-26 09:00 | 9.3828 | 125.0618
2020-09-26 10:00 | 10.2995 | 130.0451
2020-09-26 11:00 | 10.8215 | 137.5238
2020-09-26 12:00 | 11.4117 | 140.4357
2020-09-26 13:00 | 11.45 | 141.564
2020-09-26 14:00 | 10.8083 | 144.2947
2020-09-26 15:00 | 9.2407 | 133.8084
2020-09-26 16:00 | 9.4431 | 121.7098
2020-09-26 17:00 | 10.3872 | 112.9533
2020-09-26 18:00 | 11.3795 | 112.117
2020-09-26 19:00 | 11.6923 | 115.3831
2020-09-26 20:00 | 11.6539 | 120.2163
2020-09-26 21:00 | 11.6999 | 125.0496
2020-09-26 22:00 | 12.846 | 134.1079
2020-09-26 23:00 | 12.0474 | 133.9852
2020-09-27 00:00 | 10.8874 | 131.8049
2020-09-27 01:00 | 10.5547 | 126.1098
2020-09-27 02:00 | 10.5995 | 120.8375
2020-09-27 03:00 | 11.0636 | 116.8144
2020-09-27 04:00 | 11.334 | 119.1436
2020-09-27 05:00 | 11.6251 | 118.4077
2020-09-27 06:00 | 11.869 | 117.9416
2020-09-27 07:00 | 11.579 | 115.1312
2020-09-27 08:00 | 11.825 | 118.7301
2020-09-27 09:00 | 11.7883 | 120.1627
2020-09-27 10:00 | 10.4163 | 130.0913
2020-09-27 11:00 | 9.5449 | 156.04
2020-09-27 12:00 | 7.4876 | 177.9329
2020-09-27 13:00 | 7.0393 | 193.3246
2020-09-27 14:00 | 8.2857 | 222.7655
2020-09-27 15:00 | 9.1948 | 256.0533
2020-09-27 16:00 | 8.0875 | 270.5407
2020-09-27 17:00 | 6.3204 | 269.3234
2020-09-27 18:00 | 5.5536 | 264.4429
2020-09-27 19:00 | 5.8975 | 259.911
2020-09-27 20:00 | 6.7531 | 256.5578
2020-09-27 21:00 | 6.7281 | 257.4711
2020-09-27 22:00 | 5.4255 | 262.844
2020-09-27 23:00 | 4.6052 | 257.1388
2020-09-28 00:00 | 3.9947 | 247.8407
2020-09-28 01:00 | 3.8644 | 241.0139
2020-09-28 02:00 | 3.5162 | 241.1486
2020-09-28 03:00 | 2.6415 | 230.4018
2020-09-28 04:00 | 3.0326 | 214.4431
2020-09-28 05:00 | 2.969 | 203.368
2020-09-28 06:00 | 3.0497 | 188.1988
2020-09-28 07:00 | 3.4355 | 177.8542
2020-09-28 08:00 | 4.2027 | 173.7733
2020-09-28 09:00 | 4.4163 | 174.4227
2020-09-28 10:00 | 4.0713 | 175.1431
2020-09-28 11:00 | 3.7811 | 172.8366
2020-09-28 12:00 | 3.7284 | 157.6429
2020-09-28 13:00 | 4.2043 | 145.5735
2020-09-28 14:00 | 5.1064 | 152.8711
2020-09-28 15:00 | 4.6019 | 125.1039
2020-09-28 16:00 | 6.0258 | 99.5217
2020-09-28 17:00 | 7.7273 | 94.2434
2020-09-28 18:00 | 8.5706 | 99.0255
2020-09-28 19:00 | 8.6961 | 104.3062
2020-09-28 20:00 | 8.5029 | 109.4049
2020-09-28 21:00 | 7.9914 | 115.657
2020-09-28 22:00 | 7.4006 | 122.3631
2020-09-28 23:00 | 7.2235 | 118.632
2020-09-29 00:00 | 6.618 | 115.1158
2020-09-29 01:00 | 6.95 | 107.8829
2020-09-29 02:00 | 7.4193 | 104.3381
2020-09-29 03:00 | 7.6531 | 104.0326
2020-09-29 04:00 | 7.5749 | 104.8234
2020-09-29 05:00 | 7.3415 | 103.0676
2020-09-29 06:00 | 7.5002 | 100.0691
2020-09-29 07:00 | 6.2478 | 98.8403
2020-09-29 08:00 | 5.8729 | 99.41
2020-09-29 09:00 | 5.6648 | 97.4478
2020-09-29 10:00 | 5.5137 | 91.7779
2020-09-29 11:00 | 6.3816 | 103.5046
2020-09-29 12:00 | 6.2872 | 108.7582
2020-09-29 13:00 | 5.711 | 102.9229
2020-09-29 14:00 | 6.768 | 90.5657
2020-09-29 15:00 | 7.9811 | 82.5891
2020-09-29 16:00 | 9.0727 | 81.8957
2020-09-29 17:00 | 9.8575 | 80.4822
2020-09-29 18:00 | 10.5871 | 82.5028
2020-09-29 19:00 | 9.9933 | 89.4177
2020-09-29 20:00 | 9.5602 | 89.2137
2020-09-29 21:00 | 9.4122 | 89.2527
2020-09-29 22:00 | 9.3682 | 92.3339
2020-09-29 23:00 | 8.9236 | 97.967
2020-09-30 00:00 | 8.2762 | 96.2196
2020-09-30 01:00 | 7.9935 | 92.6049
2020-09-30 02:00 | 7.7528 | 87.1208
2020-09-30 03:00 | 8.0913 | 83.8454
2020-09-30 04:00 | 8.2482 | 82.3373
2020-09-30 05:00 | 8.5265 | 83.3781
2020-09-30 06:00 | 8.739 | 83.1381
2020-09-30 07:00 | 9.1443 | 83.5646
2020-09-30 08:00 | 9.7698 | 87.6726
2020-09-30 09:00 | 9.5133 | 92.6831
2020-09-30 10:00 | 8.3337 | 97.9563
2020-09-30 11:00 | 7.7719 | 97.5246
2020-09-30 12:00 | 7.4016 | 92.5653
2020-09-30 13:00 | 8.0059 | 91.3427
2020-09-30 14:00 | 8.3661 | 86.6561
2020-09-30 15:00 | 7.5716 | 85.4205
2020-09-30 16:00 | 7.9834 | 85.7226
2020-09-30 17:00 | 8.0802 | 83.6185
2020-09-30 18:00 | 7.7895 | 82.7651
2020-09-30 19:00 | 7.5235 | 78.1046
2020-09-30 20:00 | 7.3274 | 71.1841
2020-09-30 21:00 | 7.6264 | 67.0256
2020-09-30 22:00 | 7.4927 | 69.2056
2020-09-30 23:00 | 7.7726 | 61.6543
2020-10-01 00:00 | 8.4742 | 60.1938
2020-10-01 01:00 | 9.3521 | 68.1792
2020-10-01 02:00 | 10.0014 | 88.9235
2020-10-01 03:00 | 10.1358 | 123.5397
2020-10-01 04:00 | 11.4835 | 146.3986
2020-10-01 05:00 | 10.7982 | 145.4476
2020-10-01 06:00 | 10.3946 | 138.155
2020-10-01 07:00 | 9.0913 | 128.9351
2020-10-01 08:00 | 8.8898 | 121.8336
2020-10-01 09:00 | 9.7757 | 124.5212
2020-10-01 10:00 | 9.201 | 113.284
2020-10-01 11:00 | 8.8952 | 113.3246
2020-10-01 12:00 | 8.8519 | 115.9656
2020-10-01 13:00 | 8.4438 | 111.2952
2020-10-01 14:00 | 8.8337 | 106.5822
2020-10-01 15:00 | 9.4246 | 104.7555
2020-10-01 16:00 | 9.3605 | 111.485
2020-10-01 17:00 | 9.4538 | 116.5515
2020-10-01 18:00 | 9.0461 | 115.5209
2020-10-01 19:00 | 8.5686 | 114.1931
2020-10-01 20:00 | 8.4249 | 114.2394
2020-10-01 21:00 | 8.0024 | 114.5485
2020-10-01 22:00 | 8.1516 | 120.6701
2020-10-01 23:00 | 8.022 | 120.4696
2020-10-02 00:00 | 7.4936 | 120.8811
2020-10-02 01:00 | 6.8805 | 116.1434
2020-10-02 02:00 | 6.8621 | 116.2623
2020-10-02 03:00 | 6.8106 | 117.5234
2020-10-02 04:00 | 6.7519 | 119.226
2020-10-02 05:00 | 6.6151 | 118.1918
2020-10-02 06:00 | 6.7229 | 113.753
2020-10-02 07:00 | 6.9001 | 111.8848
2020-10-02 08:00 | 7.1237 | 112.4417
2020-10-02 09:00 | 7.2029 | 117.0853
2020-10-02 10:00 | 6.4166 | 116.3906
2020-10-02 11:00 | 7.1772 | 116.8129
2020-10-02 12:00 | 6.5511 | 118.7624
2020-10-02 13:00 | 6.5265 | 120.4942
2020-10-02 14:00 | 6.1827 | 122.521
2020-10-02 15:00 | 6.9854 | 126.1407
2020-10-02 16:00 | 6.5609 | 122.0631
2020-10-02 17:00 | 6.8025 | 122.1137
2020-10-02 18:00 | 6.5272 | 126.563
2020-10-02 19:00 | 6.3377 | 131.9081
2020-10-02 20:00 | 6.3998 | 133.8709
2020-10-02 21:00 | 6.3495 | 136.1955
2020-10-02 22:00 | 6.4882 | 143.5087
2020-10-02 23:00 | 6.2339 | 144.9954
2020-10-03 00:00 | 5.9375 | 146.0399
2020-10-03 01:00 | 5.6016 | 143.3269
2020-10-03 02:00 | 5.3074 | 142.3528
2020-10-03 03:00 | 5.2958 | 142.5053
2020-10-03 04:00 | 5.5426 | 134.5581
2020-10-03 05:00 | 6.2722 | 131.2107
2020-10-03 06:00 | 5.7686 | 133.385
2020-10-03 07:00 | 6.2788 | 132.5538
2020-10-03 08:00 | 6.1049 | 131.1261
2020-10-03 09:00 | 6.033 | 132.3585
2020-10-03 10:00 | 6.5112 | 139.6596
2020-10-03 11:00 | 7.2799 | 139.5085
2020-10-03 12:00 | 7.7639 | 138.0852
2020-10-03 13:00 | 7.791 | 132.8134
2020-10-03 14:00 | 7.8 | 126.694
2020-10-03 15:00 | 8.4527 | 123.8224
2020-10-03 16:00 | 9.0784 | 125.3782
2020-10-03 17:00 | 9.4495 | 129.7561
2020-10-03 18:00 | 9.5408 | 134.7922
2020-10-03 19:00 | 9.6898 | 137.2665
2020-10-03 20:00 | 9.622 | 142.3679
2020-10-03 21:00 | 9.4529 | 148.5731
2020-10-03 22:00 | 9.9959 | 152.4072
2020-10-03 23:00 | 9.7073 | 155.7018
2020-10-04 00:00 | 9.3499 | 158.803
2020-10-04 01:00 | 9.2168 | 158.4066
2020-10-04 02:00 | 9.2361 | 155.6552
2020-10-04 03:00 | 9.463 | 151.1967
2020-10-04 04:00 | 9.8396 | 147.4834
2020-10-04 05:00 | 9.8881 | 148.5295
2020-10-04 06:00 | 9.7418 | 145.6526
2020-10-04 07:00 | 12.1175 | 149.5943
2020-10-04 08:00 | 12.4401 | 151.2189
2020-10-04 09:00 | 12.2167 | 148.9399
2020-10-04 10:00 | 13.1151 | 162.696
2020-10-04 11:00 | 12.1387 | 168.0932
2020-10-04 12:00 | 10.3771 | 162.5175
2020-10-04 13:00 | 9.8323 | 154.7022
2020-10-04 14:00 | 10.1901 | 150.6104
2020-10-04 15:00 | 10.4291 | 146.683
2020-10-04 16:00 | 10.6116 | 144.7522
2020-10-04 17:00 | 10.2381 | 146.3744
2020-10-04 18:00 | 9.6787 | 150.8453
2020-10-04 19:00 | 9.2211 | 153.4231
2020-10-04 20:00 | 9.4761 | 151.1623
2020-10-04 21:00 | 9.8328 | 150.8103
2020-10-04 22:00 | 9.508 | 151.3283
2020-10-04 23:00 | 9.3049 | 152.7847
2020-10-05 00:00 | 9.2528 | 151.398
2020-10-05 01:00 | 9.4167 | 149.4367
2020-10-05 02:00 | 9.8071 | 147.1455
2020-10-05 03:00 | 10.0339 | 146.3838
2020-10-05 04:00 | 10.1146 | 144.8648
2020-10-05 05:00 | 9.8765 | 144.7077
2020-10-05 06:00 | 9.9432 | 141.2159
2020-10-05 07:00 | 9.6359 | 140.306
2020-10-05 08:00 | 9.9236 | 141.7191
2020-10-05 09:00 | 10.0642 | 142.2277
2020-10-05 10:00 | 9.7522 | 136.2261
2020-10-05 11:00 | 10.2121 | 137.4774
2020-10-05 12:00 | 10.6929 | 142.6689
2020-10-05 13:00 | 10.8193 | 149.5366
2020-10-05 14:00 | 10.0277 | 152.0673
2020-10-05 15:00 | 9.5059 | 154.358
2020-10-05 16:00 | 9.5793 | 149.6397
2020-10-05 17:00 | 10.3795 | 145.821
2020-10-05 18:00 | 10.8373 | 150.8941
2020-10-05 19:00 | 11.0853 | 152.886
2020-10-05 20:00 | 11.137 | 155.6345
2020-10-05 21:00 | 11.1208 | 157.2467
2020-10-05 22:00 | 11.3188 | 161.9945
2020-10-05 23:00 | 10.8644 | 164.7884
2020-10-06 00:00 | 10.2489 | 167.7598
2020-10-06 01:00 | 9.623 | 171.6369
2020-10-06 02:00 | 9.1731 | 170.0907
2020-10-06 03:00 | 8.9917 | 166.4952
2020-10-06 04:00 | 8.7743 | 161.3639
2020-10-06 05:00 | 8.3324 | 168.1928
2020-10-06 06:00 | 8.0511 | 171.4316
2020-10-06 07:00 | 7.9348 | 160.8744
2020-10-06 08:00 | 7.8877 | 156.4748
2020-10-06 09:00 | 7.6237 | 159.4419
2020-10-06 10:00 | 6.913 | 158.0899
2020-10-06 11:00 | 6.4218 | 153.4587
2020-10-06 12:00 | 6.7644 | 148.4945
2020-10-06 13:00 | 7.0185 | 141.4458
2020-10-06 14:00 | 7.6269 | 141.5489
2020-10-06 15:00 | 8.154 | 137.5075
2020-10-06 16:00 | 8.0396 | 134.0637
2020-10-06 17:00 | 7.8544 | 135.855
2020-10-06 18:00 | 8.0521 | 148.8511
2020-10-06 19:00 | 8.7984 | 165.7284
2020-10-06 20:00 | 8.5522 | 181.1034
2020-10-06 21:00 | 7.8974 | 192.29
2020-10-06 22:00 | 5.6463 | 205.0274
2020-10-06 23:00 | 4.9642 | 209.8032
2020-10-07 00:00 | 4.3213 | 216.3403
2020-10-07 01:00 | 4.3857 | 215.9829
2020-10-07 02:00 | 4.382 | 219.3569
2020-10-07 03:00 | 3.9466 | 225.6126
2020-10-07 04:00 | 2.8356 | 227.7627
2020-10-07 05:00 | 1.6581 | 208.1588
2020-10-07 06:00 | 1.3105 | 172.6227
2020-10-07 07:00 | 1.7055 | 182.8246
2020-10-07 08:00 | 1.4988 | 211.0055
2020-10-07 09:00 | 1.4012 | 209.4474
2020-10-07 10:00 | 1.7049 | 151.7136
2020-10-07 11:00 | 2.1936 | 136.407
2020-10-07 12:00 | 2.5064 | 138.012
2020-10-07 13:00 | 2.6028 | 142.3004
2020-10-07 14:00 | 2.5192 | 140.2642
2020-10-07 15:00 | 3.0354 | 121.8309
2020-10-07 16:00 | 3.0414 | 117.946
2020-10-07 17:00 | 3.1016 | 117.9068
2020-10-07 18:00 | 3.052 | 118.6351
2020-10-07 19:00 | 3.4506 | 122.5368
2020-10-07 20:00 | 3.8532 | 125.7977
2020-10-07 21:00 | 4.2344 | 128.5316
2020-10-07 22:00 | 3.9952 | 118.2128
2020-10-07 23:00 | 3.5451 | 116.4393
2020-10-08 00:00 | 3.273 | 116.1436
2020-10-08 01:00 | 3.0245 | 108.9867
2020-10-08 02:00 | 2.919 | 100.3122
2020-10-08 03:00 | 3.1981 | 100.9856
2020-10-08 04:00 | 3.1704 | 98.2178
2020-10-08 05:00 | 3.1289 | 99.5042
2020-10-08 06:00 | 3.1927 | 101.6521
2020-10-08 07:00 | 3.78 | 115.0275
2020-10-08 08:00 | 4.8501 | 131.7153
2020-10-08 09:00 | 4.3534 | 131.1398
2020-10-08 10:00 | 5.2116 | 119.4611
2020-10-08 11:00 | 4.8963 | 115.0231
2020-10-08 12:00 | 5.9772 | 108.4106
2020-10-08 13:00 | 6.8679 | 106.616
2020-10-08 14:00 | 6.145 | 102.2286
2020-10-08 15:00 | 7.2456 | 100.8268
2020-10-08 16:00 | 8.1559 | 110.3164
2020-10-08 17:00 | 8.4112 | 121.4069
2020-10-08 18:00 | 8.3808 | 129.0757
2020-10-08 19:00 | 8.1441 | 134.7349
2020-10-08 20:00 | 7.792 | 142.14
2020-10-08 21:00 | 7.3419 | 150.913
2020-10-08 22:00 | 6.0003 | 146.1412
2020-10-08 23:00 | 5.8145 | 148.8877
2020-10-09 00:00 | 5.5255 | 153.0475
2020-10-09 01:00 | 5.5698 | 156.3831
2020-10-09 02:00 | 5.3394 | 160.411
2020-10-09 03:00 | 4.9208 | 163.3119
2020-10-09 04:00 | 4.192 | 173.5029
2020-10-09 05:00 | 3.5766 | 181.3612
2020-10-09 06:00 | 3.5126 | 172.8496
2020-10-09 07:00 | 3.3296 | 168.2791
2020-10-09 08:00 | 3.6622 | 170.7847
2020-10-09 09:00 | 3.5813 | 173.6646
2020-10-09 10:00 | 3.5212 | 179.8982
2020-10-09 11:00 | 2.5953 | 200.4468
2020-10-09 12:00 | 2.0218 | 238.7552
2020-10-09 13:00 | 2.165 | 298.8041
2020-10-09 14:00 | 2.7087 | 328.2359
2020-10-09 15:00 | 3.3133 | 345.6632
2020-10-09 16:00 | 4.3591 | 350.6963
2020-10-09 17:00 | 5.0359 | 356.0073
2020-10-09 18:00 | 5.1664 | 357.3006
2020-10-09 19:00 | 5.213 | 356.8426
2020-10-09 20:00 | 5.6049 | 357.3233
2020-10-09 21:00 | 5.9819 | 359.7244
2020-10-09 22:00 | 5.9885 | 3.6351
2020-10-09 23:00 | 5.9706 | 13.063
2020-10-10 00:00 | 5.8186 | 16.5
2020-10-10 01:00 | 5.9548 | 17.7087
2020-10-10 02:00 | 5.7447 | 20.1066
2020-10-10 03:00 | 5.4888 | 24.8976
2020-10-10 04:00 | 5.7668 | 29.4955
2020-10-10 05:00 | 5.9709 | 36.8103
2020-10-10 06:00 | 6.1731 | 47.8118
2020-10-10 07:00 | 5.1447 | 55.6819
2020-10-10 08:00 | 4.3399 | 65.2922
2020-10-10 09:00 | 3.7725 | 81.6228
2020-10-10 10:00 | 3.5821 | 82.872
2020-10-10 11:00 | 2.6244 | 91.2607
2020-10-10 12:00 | 2.7946 | 79.8435
2020-10-10 13:00 | 2.5264 | 69.7521
2020-10-10 14:00 | 3.9693 | 64.2454
2020-10-10 15:00 | 5.066 | 67.557
2020-10-10 16:00 | 5.2263 | 76.6253
2020-10-10 17:00 | 5.0664 | 84.3114
2020-10-10 18:00 | 4.9946 | 90.5831
2020-10-10 19:00 | 4.561 | 94.9446
2020-10-10 20:00 | 3.8854 | 108.3328
2020-10-10 21:00 | 3.3119 | 119.0354
2020-10-10 22:00 | 2.5971 | 126.8903
2020-10-10 23:00 | 1.9134 | 123.3465
2020-10-11 00:00 | 1.7034 | 107.9286
2020-10-11 01:00 | 1.5217 | 91.1003
2020-10-11 02:00 | 1.4481 | 68.1985
2020-10-11 03:00 | 1.7863 | 59.6216
2020-10-11 04:00 | 2.022 | 61.8896
2020-10-11 05:00 | 2.1183 | 80.4419
2020-10-11 06:00 | 1.2107 | 102.1846
2020-10-11 07:00 | 0.63466 | 151.5994
2020-10-11 08:00 | 0.71744 | 191.2167
2020-10-11 09:00 | 0.66366 | 184.7677
2020-10-11 10:00 | 0.66328 | 132.4678
2020-10-11 11:00 | 0.069573 | 288.9277
2020-10-11 12:00 | 1.0429 | 315.7416
2020-10-11 13:00 | 1.7663 | 309.3364
2020-10-11 14:00 | 1.8981 | 326.5087
2020-10-11 15:00 | 2.2225 | 349.0074
2020-10-11 16:00 | 2.507 | 0.41917
2020-10-11 17:00 | 2.4988 | 4.2139
2020-10-11 18:00 | 2.0649 | 4.911
2020-10-11 19:00 | 1.5802 | 10.8825
2020-10-11 20:00 | 0.76708 | 3.8837
2020-10-11 21:00 | 0.70945 | 269.1238
2020-10-11 22:00 | 2.3658 | 266.6182
2020-10-11 23:00 | 3.6656 | 269.6317
2020-10-12 00:00 | 3.613 | 281.0494
2020-10-12 01:00 | 3.3105 | 296.1905
2020-10-12 02:00 | 3.3305 | 305.2848
2020-10-12 03:00 | 3.0395 | 298.4154
2020-10-12 04:00 | 2.7976 | 290.3655
2020-10-12 05:00 | 1.9649 | 283.4494
2020-10-12 06:00 | 1.6732 | 279.9125
2020-10-12 07:00 | 1.1602 | 283.3412
2020-10-12 08:00 | 1.1528 | 207.4256
2020-10-12 09:00 | 2.0342 | 188.4367
2020-10-12 10:00 | 2.0767 | 154.9789
2020-10-12 11:00 | 2.6319 | 160.8809
2020-10-12 12:00 | 3.0981 | 163.693
2020-10-12 13:00 | 3.1556 | 158.7498
2020-10-12 14:00 | 3.4035 | 163.9329
2020-10-12 15:00 | 3.0318 | 163.1615
2020-10-12 16:00 | 3.0736 | 144.0319
2020-10-12 17:00 | 4.3479 | 125.3592
2020-10-12 18:00 | 5.1464 | 125.0351
2020-10-12 19:00 | 6.0053 | 127.1809
2020-10-12 20:00 | 6.8141 | 127.911
2020-10-12 21:00 | 7.3774 | 130.8454
2020-10-12 22:00 | 7.6971 | 147.5637
2020-10-12 23:00 | 7.606 | 150.4748
2020-10-13 00:00 | 7.435 | 152.3116
2020-10-13 01:00 | 7.3168 | 150.1258
2020-10-13 02:00 | 7.4709 | 150.2299
2020-10-13 03:00 | 7.4541 | 149.8714
2020-10-13 04:00 | 7.3888 | 151.0455
2020-10-13 05:00 | 7.1944 | 147.1382
2020-10-13 06:00 | 8.109 | 140.5776
2020-10-13 07:00 | 8.6756 | 141.8089
2020-10-13 08:00 | 8.0648 | 136.147
2020-10-13 09:00 | 8.1388 | 132.3025
2020-10-13 10:00 | 8.8873 | 132.767
2020-10-13 11:00 | 8.7998 | 134.0617
2020-10-13 12:00 | 8.8758 | 134.5941
2020-10-13 13:00 | 7.8694 | 126.6973
2020-10-13 14:00 | 8.0764 | 119.4677
2020-10-13 15:00 | 8.7233 | 114.808
2020-10-13 16:00 | 9.4088 | 113.2368
2020-10-13 17:00 | 9.4982 | 115.0902
2020-10-13 18:00 | 9.7151 | 116.1189
2020-10-13 19:00 | 10.0559 | 116.7292
2020-10-13 20:00 | 10.3147 | 119.6306
2020-10-13 21:00 | 10.5611 | 125.3425
2020-10-13 22:00 | 10.7618 | 131.4757
2020-10-13 23:00 | 11.2431 | 138.0878
2020-10-14 00:00 | 10.2815 | 146.0124
2020-10-14 01:00 | 9.273 | 154.5906
2020-10-14 02:00 | 8.477 | 157.6991
2020-10-14 03:00 | 8.0016 | 162.1032
2020-10-14 04:00 | 7.6713 | 166.6908
2020-10-14 05:00 | 7.4796 | 176.5119
2020-10-14 06:00 | 7.0288 | 199.1772
2020-10-14 07:00 | 5.9097 | 226.6042
2020-10-14 08:00 | 5.8351 | 245.0826
2020-10-14 09:00 | 5.572 | 246.0926
2020-10-14 10:00 | 4.688 | 238.237
2020-10-14 11:00 | 5.2775 | 213.8166
2020-10-14 12:00 | 6.8558 | 205.5488
2020-10-14 13:00 | 7.1957 | 207.5504
2020-10-14 14:00 | 7.21 | 216.0427
2020-10-14 15:00 | 7.0157 | 222.6845
2020-10-14 16:00 | 6.4088 | 224.037
2020-10-14 17:00 | 5.8129 | 217.1674
2020-10-14 18:00 | 5.7562 | 200.6619
2020-10-14 19:00 | 6.3514 | 189.5041
2020-10-14 20:00 | 6.8359 | 184.7031
2020-10-14 21:00 | 7.3118 | 181.977
2020-10-14 22:00 | 7.659 | 182.5409
2020-10-14 23:00 | 7.8373 | 182.6203
2020-10-15 00:00 | 7.7906 | 183.7416
2020-10-15 01:00 | 7.818 | 186.4918
2020-10-15 02:00 | 7.964 | 190.3132
2020-10-15 03:00 | 8.0793 | 192.4829
2020-10-15 04:00 | 8.1345 | 194.1004
2020-10-15 05:00 | 7.9169 | 199.0065
2020-10-15 06:00 | 7.6264 | 202.7879
2020-10-15 07:00 | 6.5744 | 201.555
2020-10-15 08:00 | 6.6339 | 203.816
2020-10-15 09:00 | 6.661 | 207.0272
2020-10-15 10:00 | 6.1356 | 205.0166
2020-10-15 11:00 | 6.0943 | 202.2538
2020-10-15 12:00 | 6.8892 | 205.0555
2020-10-15 13:00 | 5.4913 | 208.1262
2020-10-15 14:00 | 4.9054 | 205.235
2020-10-15 15:00 | 4.9853 | 203.693
2020-10-15 16:00 | 5.3835 | 206.7994
2020-10-15 17:00 | 5.4831 | 208.1444
2020-10-15 18:00 | 5.3548 | 206.1584
2020-10-15 19:00 | 5.4086 | 202.5661
2020-10-15 20:00 | 5.3203 | 202.4175
2020-10-15 21:00 | 4.9842 | 209.4309
2020-10-15 22:00 | 4.111 | 219.3885
2020-10-15 23:00 | 3.3311 | 234.7133
2020-10-16 00:00 | 3.1277 | 268.7988
2020-10-16 01:00 | 4.0229 | 306.8971
2020-10-16 02:00 | 4.8493 | 329.7819
2020-10-16 03:00 | 5.0328 | 349.5876
2020-10-16 04:00 | 5.0274 | 4.6941
2020-10-16 05:00 | 4.5795 | 15.1866
2020-10-16 06:00 | 3.51 | 21.962
2020-10-16 07:00 | 2.6516 | 20.8743
2020-10-16 08:00 | 2.6866 | 21.6451
2020-10-16 09:00 | 2.3311 | 18.9523
2020-10-16 10:00 | 2.5984 | 28.7717
2020-10-16 11:00 | 2.3086 | 26.8973
2020-10-16 12:00 | 2.8752 | 30.6922
2020-10-16 13:00 | 3.8272 | 29.4529
2020-10-16 14:00 | 4.3359 | 30.9134
2020-10-16 15:00 | 5.1737 | 36.9355
2020-10-16 16:00 | 5.308 | 38.512
2020-10-16 17:00 | 5.7733 | 38.8047
2020-10-16 18:00 | 6.079 | 43.9433
2020-10-16 19:00 | 6.0192 | 51.2567
2020-10-16 20:00 | 6.1265 | 59.4089
2020-10-16 21:00 | 6.0649 | 61.3957
2020-10-16 22:00 | 6.0897 | 65.3842
2020-10-16 23:00 | 5.8427 | 64.6367
2020-10-17 00:00 | 5.8873 | 59.6156
2020-10-17 01:00 | 6.2411 | 58.3393
2020-10-17 02:00 | 6.6579 | 58.2693
2020-10-17 03:00 | 6.8206 | 59.0695
2020-10-17 04:00 | 7.0359 | 57.3361
2020-10-17 05:00 | 7.6964 | 53.4525
2020-10-17 06:00 | 8.0898 | 47.5226
2020-10-17 07:00 | 7.7489 | 46.8679
2020-10-17 08:00 | 7.3357 | 50.7368
2020-10-17 09:00 | 7.136 | 56.3323
2020-10-17 10:00 | 4.3233 | 48.9639
2020-10-17 11:00 | 2.5423 | 35.9872
2020-10-17 12:00 | 1.8909 | 315.9089
2020-10-17 13:00 | 4.2149 | 292.8989
2020-10-17 14:00 | 5.9492 | 288.7273
2020-10-17 15:00 | 6.7805 | 289.1085
2020-10-17 16:00 | 6.8583 | 288.8713
2020-10-17 17:00 | 6.9351 | 286.6202
2020-10-17 18:00 | 6.661 | 279.5335
2020-10-17 19:00 | 6.8991 | 271.9087
2020-10-17 20:00 | 7.0323 | 269.5291
2020-10-17 21:00 | 6.8594 | 273.4784
2020-10-17 22:00 | 6.7628 | 280.0097
2020-10-17 23:00 | 6.474 | 283.0242
2020-10-18 00:00 | 5.3373 | 282.6123
2020-10-18 01:00 | 5.0591 | 274.2888
2020-10-18 02:00 | 5.329 | 275.3345
2020-10-18 03:00 | 5.4877 | 280.5482
2020-10-18 04:00 | 5.7761 | 286.4273
2020-10-18 05:00 | 5.8253 | 291.4378
2020-10-18 06:00 | 5.7048 | 290.1592
2020-10-18 07:00 | 5.9789 | 289.1038
2020-10-18 08:00 | 5.9899 | 287.9575
2020-10-18 09:00 | 5.6782 | 277.9598
2020-10-18 10:00 | 5.228 | 267.5507
2020-10-18 11:00 | 6.3151 | 260.3925
2020-10-18 12:00 | 7.165 | 256.6473
2020-10-18 13:00 | 7.4515 | 255.5114
2020-10-18 14:00 | 6.801 | 254.7932
2020-10-18 15:00 | 6.9363 | 257.9592
2020-10-18 16:00 | 6.7992 | 260.8355
2020-10-18 17:00 | 7.0324 | 264.4221
2020-10-18 18:00 | 7.1005 | 259.8001
2020-10-18 19:00 | 7.5655 | 253.0124
2020-10-18 20:00 | 8.0565 | 252.1956
2020-10-18 21:00 | 8.0892 | 251.4171
2020-10-18 22:00 | 8.134 | 255.221
2020-10-18 23:00 | 8.0481 | 254.5273
2020-10-19 00:00 | 7.948 | 254.1829
2020-10-19 01:00 | 7.8568 | 253.8877
2020-10-19 02:00 | 7.7349 | 256.2065
2020-10-19 03:00 | 7.7329 | 259.1082
2020-10-19 04:00 | 7.8959 | 264.569
2020-10-19 05:00 | 7.9548 | 269.063
2020-10-19 06:00 | 7.8992 | 274.5361
2020-10-19 07:00 | 6.9831 | 274.2546
2020-10-19 08:00 | 6.8306 | 274.9383
2020-10-19 09:00 | 6.6633 | 277.5744
2020-10-19 10:00 | 5.9838 | 280.4528
2020-10-19 11:00 | 5.8952 | 280.5002
2020-10-19 12:00 | 5.874 | 283.5235
2020-10-19 13:00 | 6.4676 | 288.1234
2020-10-19 14:00 | 6.0389 | 287.1058
2020-10-19 15:00 | 5.8985 | 282.318
2020-10-19 16:00 | 5.8765 | 276.238
2020-10-19 17:00 | 6.0486 | 270.7252
2020-10-19 18:00 | 6.3968 | 266.1865
2020-10-19 19:00 | 6.8106 | 261.9304
2020-10-19 20:00 | 7.0638 | 258.6791
2020-10-19 21:00 | 7.1484 | 257.6036
2020-10-19 22:00 | 7.4649 | 260.6878
2020-10-19 23:00 | 7.5287 | 263.2562
2020-10-20 00:00 | 7.3182 | 267.2205
2020-10-20 01:00 | 7.213 | 269.4365
2020-10-20 02:00 | 6.9512 | 269.5555
2020-10-20 03:00 | 6.7444 | 265.8524
2020-10-20 04:00 | 6.8759 | 263.8205
2020-10-20 05:00 | 6.8133 | 264.7299
2020-10-20 06:00 | 6.7271 | 268.4624
2020-10-20 07:00 | 7.318 | 276.3773
2020-10-20 08:00 | 7.8795 | 282.1236
2020-10-20 09:00 | 8.1986 | 285.5866
2020-10-20 10:00 | 7.697 | 292.1218
2020-10-20 11:00 | 7.3193 | 292.1822
2020-10-20 12:00 | 6.7892 | 293.0703
2020-10-20 13:00 | 6.5395 | 294.6115
2020-10-20 14:00 | 4.9928 | 290.8682
2020-10-20 15:00 | 4.1628 | 287.4071
2020-10-20 16:00 | 3.4264 | 280.8913
2020-10-20 17:00 | 3.2343 | 271.5055
2020-10-20 18:00 | 3.1674 | 254.9613
2020-10-20 19:00 | 3.4453 | 233.0584
2020-10-20 20:00 | 4.2108 | 215.0571
2020-10-20 21:00 | 4.9533 | 214.4424
2020-10-20 22:00 | 5.7312 | 207.6476
2020-10-20 23:00 | 5.994 | 204.0933
2020-10-21 00:00 | 6.2636 | 200.9489
2020-10-21 01:00 | 6.4927 | 201.4839
2020-10-21 02:00 | 6.7178 | 199.369
2020-10-21 03:00 | 6.749 | 197.1592
2020-10-21 04:00 | 7.4314 | 186.0467
2020-10-21 05:00 | 7.7382 | 189.2365
2020-10-21 06:00 | 8.1249 | 188.4083
2020-10-21 07:00 | 6.6108 | 197.7873
2020-10-21 08:00 | 6.5485 | 204.5396
2020-10-21 09:00 | 6.6808 | 215.6093
2020-10-21 10:00 | 6.3716 | 217.13
2020-10-21 11:00 | 6.4048 | 223.1846
2020-10-21 12:00 | 6.1391 | 226.7483
2020-10-21 13:00 | 5.7788 | 234.9899
2020-10-21 14:00 | 5.6037 | 233.5245
2020-10-21 15:00 | 5.7665 | 228.4017
2020-10-21 16:00 | 6.1824 | 231.5637
2020-10-21 17:00 | 6.2652 | 237.3792
2020-10-21 18:00 | 6.3013 | 231.4093
2020-10-21 19:00 | 6.6499 | 235.8355
2020-10-21 20:00 | 6.5403 | 238.2917
2020-10-21 21:00 | 6.4853 | 237.5004
2020-10-21 22:00 | 6.1523 | 243.7081
2020-10-21 23:00 | 5.6004 | 246.2069
2020-10-22 00:00 | 5.5924 | 247.0668
2020-10-22 01:00 | 5.2807 | 246.8523
2020-10-22 02:00 | 5.0847 | 248.3499
2020-10-22 03:00 | 5.3363 | 250.2626
2020-10-22 04:00 | 5.5464 | 245.8804
2020-10-22 05:00 | 5.9548 | 237.6363
2020-10-22 06:00 | 6.3264 | 233.6538
2020-10-22 07:00 | 6.0724 | 239.2758
2020-10-22 08:00 | 5.3072 | 235.0092
2020-10-22 09:00 | 5.9011 | 238.7813
2020-10-22 10:00 | 5.5882 | 241.3248
2020-10-22 11:00 | 5.7382 | 240.778
2020-10-22 12:00 | 5.7827 | 242.8011
2020-10-22 13:00 | 6.0766 | 245.3686
2020-10-22 14:00 | 6.721 | 245.9817
2020-10-22 15:00 | 7.1776 | 245.1792
2020-10-22 16:00 | 7.3431 | 247.0448
2020-10-22 17:00 | 7.5601 | 248.7784
2020-10-22 18:00 | 7.867 | 246.6973
2020-10-22 19:00 | 8.2284 | 247.6228
2020-10-22 20:00 | 8.0849 | 251.4012
2020-10-22 21:00 | 8.0235 | 256.4016
2020-10-22 22:00 | 8.0215 | 259.4632
2020-10-22 23:00 | 7.6194 | 263.5143
2020-10-23 00:00 | 6.9076 | 268.9256
2020-10-23 01:00 | 5.9861 | 269.2193
2020-10-23 02:00 | 5.3657 | 272.7023
2020-10-23 03:00 | 5.1304 | 280.1672
2020-10-23 04:00 | 5.2437 | 273.6368
2020-10-23 05:00 | 5.3384 | 258.0279
2020-10-23 06:00 | 5.1874 | 249.7355
2020-10-23 07:00 | 4.0304 | 241.1675
2020-10-23 08:00 | 3.9086 | 235.2349
2020-10-23 09:00 | 3.7236 | 228.9978
2020-10-23 10:00 | 3.6497 | 230.8738
2020-10-23 11:00 | 4.2669 | 238.0896
2020-10-23 12:00 | 4.8234 | 246.551
2020-10-23 13:00 | 5.2992 | 253.2184
2020-10-23 14:00 | 5.5431 | 258.4614
2020-10-23 15:00 | 5.6972 | 261.0928
2020-10-23 16:00 | 5.6987 | 260.9002
2020-10-23 17:00 | 6.8107 | 258.6847
2020-10-23 18:00 | 6.7602 | 260.5282
2020-10-23 19:00 | 6.3801 | 262.795
2020-10-23 20:00 | 6.0895 | 265.0604
2020-10-23 21:00 | 5.9724 | 268.4896
2020-10-23 22:00 | 6.411 | 272.9343
2020-10-23 23:00 | 6.1652 | 275.3781
2020-10-24 00:00 | 5.7206 | 274.682
2020-10-24 01:00 | 5.7328 | 271.1046
2020-10-24 02:00 | 5.3191 | 270.0912
2020-10-24 03:00 | 4.4355 | 269.9482
2020-10-24 04:00 | 4.4833 | 267.7094
2020-10-24 05:00 | 4.5671 | 262.279
2020-10-24 06:00 | 4.2778 | 253.7888
2020-10-24 07:00 | 3.9853 | 247.7777
2020-10-24 08:00 | 3.7528 | 236.5473
2020-10-24 09:00 | 3.9508 | 224.565
2020-10-24 10:00 | 4.3723 | 224.3372
2020-10-24 11:00 | 4.6732 | 230.3522
2020-10-24 12:00 | 4.7789 | 235.0204
2020-10-24 13:00 | 5.5664 | 242.1554
2020-10-24 14:00 | 6.225 | 246.2687
2020-10-24 15:00 | 6.8926 | 251.1827
2020-10-24 16:00 | 7.6337 | 263.9126
2020-10-24 17:00 | 8.0292 | 271.7026
2020-10-24 18:00 | 8.1358 | 286.1323
2020-10-24 19:00 | 7.7977 | 297.6999
2020-10-24 20:00 | 7.1233 | 300.8535
2020-10-24 21:00 | 6.4734 | 299.6388
2020-10-24 22:00 | 7.1584 | 296.5917
2020-10-24 23:00 | 6.9838 | 303.6987
2020-10-25 00:00 | 6.3756 | 310.314
2020-10-25 01:00 | 5.9521 | 314.7635
2020-10-25 02:00 | 5.807 | 323.3161
2020-10-25 03:00 | 4.9848 | 338.9061
2020-10-25 04:00 | 3.7845 | 341.8616
2020-10-25 05:00 | 2.9955 | 336.0367
2020-10-25 06:00 | 2.9767 | 340.884
2020-10-25 07:00 | 2.4868 | 340.2098
2020-10-25 08:00 | 1.6772 | 340.1916
2020-10-25 09:00 | 1.2863 | 335.586
2020-10-25 10:00 | 0.65124 | 2.0222
2020-10-25 11:00 | 0.52097 | 260.2908
2020-10-25 12:00 | 0.43356 | 5.149
2020-10-25 13:00 | 1.3157 | 53.4249
2020-10-25 14:00 | 1.5004 | 96.427
2020-10-25 15:00 | 2.3141 | 109.1139
2020-10-25 16:00 | 3.2365 | 99.7299
2020-10-25 17:00 | 4.2008 | 95.7069
2020-10-25 18:00 | 4.7733 | 98.2952
2020-10-25 19:00 | 5.3143 | 104.9786
2020-10-25 20:00 | 5.6476 | 109.453
2020-10-25 21:00 | 5.9119 | 111.2923
2020-10-25 22:00 | 6.0037 | 118.2576
2020-10-25 23:00 | 6.0577 | 125.0081
2020-10-26 00:00 | 6.1051 | 130.9913
2020-10-26 01:00 | 6.1022 | 133.1678
2020-10-26 02:00 | 5.9058 | 137.2829
2020-10-26 03:00 | 6.0295 | 135.2794
2020-10-26 04:00 | 6.3315 | 131.6019
2020-10-26 05:00 | 6.4864 | 129.4692
2020-10-26 06:00 | 6.5294 | 128.5872
2020-10-26 07:00 | 5.7713 | 127.7281
2020-10-26 08:00 | 6.1991 | 131.0891
2020-10-26 09:00 | 6.166 | 130.7279
2020-10-26 10:00 | 6.1996 | 134.2078
2020-10-26 11:00 | 6.6534 | 129.6542
2020-10-26 12:00 | 7.0255 | 131.7697
2020-10-26 13:00 | 6.6386 | 127.8501
2020-10-26 14:00 | 6.7109 | 123.0995
2020-10-26 15:00 | 7.3524 | 120.5686
2020-10-26 16:00 | 7.6731 | 123.1073
2020-10-26 17:00 | 7.6837 | 123.3794
2020-10-26 18:00 | 7.9931 | 126.2293
2020-10-26 19:00 | 7.8415 | 128.8393
2020-10-26 20:00 | 7.6244 | 130.5675
2020-10-26 21:00 | 7.3554 | 131.9658
2020-10-26 22:00 | 6.4805 | 137.2161
2020-10-26 23:00 | 5.9086 | 135.2979
2020-10-27 00:00 | 5.8832 | 130.6984
2020-10-27 01:00 | 6.0963 | 131.4328
2020-10-27 02:00 | 5.9165 | 129.928
2020-10-27 03:00 | 5.9115 | 130.2469
2020-10-27 04:00 | 5.7436 | 131.4663
2020-10-27 05:00 | 5.4073 | 133.1158
2020-10-27 06:00 | 5.6945 | 136.4346
2020-10-27 07:00 | 5.0309 | 138.9194
2020-10-27 08:00 | 4.5 | 141.1622
2020-10-27 09:00 | 4.2191 | 140.0201
2020-10-27 10:00 | 3.8256 | 133.6848
2020-10-27 11:00 | 3.7219 | 136.2674
2020-10-27 12:00 | 3.3839 | 134.7517
2020-10-27 13:00 | 3.3644 | 125.1015
2020-10-27 14:00 | 4.0125 | 114.7061
2020-10-27 15:00 | 5.1797 | 115.2567
2020-10-27 16:00 | 6.2138 | 120.2268
2020-10-27 17:00 | 6.702 | 127.0443
2020-10-27 18:00 | 6.7735 | 133.4137
2020-10-27 19:00 | 6.2389 | 140.144
2020-10-27 20:00 | 5.8835 | 145.6384
2020-10-27 21:00 | 5.6474 | 149.7553
2020-10-27 22:00 | 4.9888 | 159.0566
2020-10-27 23:00 | 4.7014 | 159.0207
2020-10-28 00:00 | 4.6018 | 153.2292
2020-10-28 01:00 | 4.7259 | 148.1274
2020-10-28 02:00 | 4.7347 | 145.879
2020-10-28 03:00 | 4.9723 | 144.373
2020-10-28 04:00 | 5.0394 | 144.2429
2020-10-28 05:00 | 5.089 | 144.8566
2020-10-28 06:00 | 4.9425 | 146.0521
2020-10-28 07:00 | 4.0278 | 147.1121
2020-10-28 08:00 | 3.7399 | 144.7045
2020-10-28 09:00 | 3.7213 | 143.2955
2020-10-28 10:00 | 3.9146 | 147.0782
2020-10-28 11:00 | 3.8135 | 144.3069
2020-10-28 12:00 | 3.6428 | 137.8311
2020-10-28 13:00 | 3.9114 | 125.2754
2020-10-28 14:00 | 4.3899 | 123.3588
2020-10-28 15:00 | 4.7649 | 123.0568
2020-10-28 16:00 | 4.9334 | 126.4628
2020-10-28 17:00 | 5.0566 | 129.5199
2020-10-28 18:00 | 5.1393 | 132.4281
2020-10-28 19:00 | 5.056 | 134.977
2020-10-28 20:00 | 4.808 | 136.6226
2020-10-28 21:00 | 4.4603 | 139.5218
2020-10-28 22:00 | 4.0321 | 150.2825
2020-10-28 23:00 | 3.6064 | 154.3792
2020-10-29 00:00 | 3.3703 | 154.3702
2020-10-29 01:00 | 3.4117 | 146.9773
2020-10-29 02:00 | 3.5454 | 140.7747
2020-10-29 03:00 | 3.8234 | 139.0346
2020-10-29 04:00 | 3.8404 | 138.4919
2020-10-29 05:00 | 3.9542 | 139.5241
2020-10-29 06:00 | 3.9012 | 137.8627
2020-10-29 07:00 | 3.5951 | 139.1669
2020-10-29 08:00 | 3.6822 | 140.1374
2020-10-29 09:00 | 3.5968 | 143.6021
2020-10-29 10:00 | 4.3124 | 156.5024
2020-10-29 11:00 | 4.2948 | 164.6245
2020-10-29 12:00 | 4.4196 | 169.1631
2020-10-29 13:00 | 4.3367 | 165.9971
2020-10-29 14:00 | 4.18 | 169.7652
2020-10-29 15:00 | 3.9912 | 175.4381
2020-10-29 16:00 | 3.7428 | 185.6557
2020-10-29 17:00 | 3.5973 | 198.7673
2020-10-29 18:00 | 3.4969 | 219.2862
2020-10-29 19:00 | 3.3267 | 232.5733
2020-10-29 20:00 | 3.4301 | 250.0446
2020-10-29 21:00 | 3.7016 | 267.3292
2020-10-29 22:00 | 3.577 | 276.2574
2020-10-29 23:00 | 3.3696 | 282.9273
2020-10-30 00:00 | 3.4851 | 288.0465
2020-10-30 01:00 | 3.3147 | 290.7766
2020-10-30 02:00 | 3.6492 | 291.9519
2020-10-30 03:00 | 3.8717 | 287.9117
2020-10-30 04:00 | 4.0063 | 290.492
2020-10-30 05:00 | 3.5677 | 292.6798
2020-10-30 06:00 | 2.7449 | 285.7619
2020-10-30 07:00 | 2.1052 | 276.5347
2020-10-30 08:00 | 2.1889 | 279.988
2020-10-30 09:00 | 3.1995 | 285.3168
2020-10-30 10:00 | 2.9357 | 293.2085
2020-10-30 11:00 | 3.6813 | 296.7174
2020-10-30 12:00 | 4.3574 | 303.7599
2020-10-30 13:00 | 5.5474 | 305.9051
2020-10-30 14:00 | 6.6555 | 309.922
2020-10-30 15:00 | 6.9054 | 310.9695
2020-10-30 16:00 | 6.787 | 312.2168
2020-10-30 17:00 | 6.5051 | 312.8284
2020-10-30 18:00 | 6.2924 | 311.8997
2020-10-30 19:00 | 6.2125 | 311.4912
2020-10-30 20:00 | 6.2325 | 312.7234
2020-10-30 21:00 | 6.0178 | 314.1774
2020-10-30 22:00 | 5.8741 | 314.7521
2020-10-30 23:00 | 5.441 | 315.8758
2020-10-31 00:00 | 5.057 | 314.6573
2020-10-31 01:00 | 4.8091 | 316.7191
2020-10-31 02:00 | 4.8978 | 321.1967
2020-10-31 03:00 | 4.9196 | 324.8695
2020-10-31 04:00 | 5.1471 | 328.4133
2020-10-31 05:00 | 5.6812 | 333.7434
2020-10-31 06:00 | 5.9563 | 338.2459
2020-10-31 07:00 | 5.5661 | 341.461
2020-10-31 08:00 | 6.3069 | 352.329
2020-10-31 09:00 | 6.3455 | 358.7267
2020-10-31 10:00 | 6.0018 | 355.3272
2020-10-31 11:00 | 6.0384 | 348.9798
2020-10-31 12:00 | 6.3169 | 347.09
2020-10-31 13:00 | 6.5456 | 347.5439
2020-10-31 14:00 | 7.3158 | 347.9962
2020-10-31 15:00 | 8.0365 | 347.8221
2020-10-31 16:00 | 8.232 | 348.2493
2020-10-31 17:00 | 8.213 | 348.5047
2020-10-31 18:00 | 8.2158 | 347.6769
2020-10-31 19:00 | 8.6632 | 349.6824
2020-10-31 20:00 | 8.9047 | 354.2766
2020-10-31 21:00 | 9.7489 | 354.6915
2020-10-31 22:00 | 9.9067 | 348.6692
2020-10-31 23:00 | 10.2549 | 350.5834
2020-11-01 00:00 | 9.9516 | 356.0163
2020-11-01 01:00 | 10.1813 | 353.997
2020-11-01 02:00 | 9.9588 | 352.0516
2020-11-01 03:00 | 10.1161 | 354.8585
2020-11-01 04:00 | 10.0158 | 359.022
2020-11-01 05:00 | 9.5381 | 359.068
2020-11-01 06:00 | 8.9355 | 357.5504
2020-11-01 07:00 | 8.5044 | 357.8227
2020-11-01 08:00 | 8.0682 | 354.7172
2020-11-01 09:00 | 7.8986 | 350.7549
2020-11-01 10:00 | 8.0313 | 350.354
2020-11-01 11:00 | 8.7715 | 351.9387
2020-11-01 12:00 | 7.4589 | 351.8287
2020-11-01 13:00 | 7.1236 | 350.3841
2020-11-01 14:00 | 7.1485 | 349.165
2020-11-01 15:00 | 7.173 | 350.4763
2020-11-01 16:00 | 6.9325 | 352.0396
2020-11-01 17:00 | 6.6234 | 350.4883
2020-11-01 18:00 | 6.2392 | 347.8348
2020-11-01 19:00 | 5.8326 | 343.1583
2020-11-01 20:00 | 5.7603 | 337.3236
2020-11-01 21:00 | 5.9667 | 332.6306
2020-11-01 22:00 | 6.1567 | 328.9812
2020-11-01 23:00 | 5.8924 | 333.0185
2020-11-02 00:00 | 5.8493 | 334.236
2020-11-02 01:00 | 6.0183 | 332.1631
2020-11-02 02:00 | 6.027 | 332.458
2020-11-02 03:00 | 5.5833 | 334.5029
2020-11-02 04:00 | 5.3241 | 332.9262
2020-11-02 05:00 | 5.3214 | 329.3094
2020-11-02 06:00 | 6.2137 | 325.5547
2020-11-02 07:00 | 6.1065 | 325.8368
2020-11-02 08:00 | 5.5432 | 327.4091
2020-11-02 09:00 | 5.1478 | 325.4776
2020-11-02 10:00 | 6.0039 | 319.4321
2020-11-02 11:00 | 5.7446 | 320.1646
2020-11-02 12:00 | 4.913 | 318.0431
2020-11-02 13:00 | 4.3631 | 314.7295
2020-11-02 14:00 | 4.0294 | 314.3039
2020-11-02 15:00 | 3.7393 | 316.6156
2020-11-02 16:00 | 3.337 | 317.5294
2020-11-02 17:00 | 3.0874 | 316.8699
2020-11-02 18:00 | 2.7676 | 316.7678
2020-11-02 19:00 | 2.7168 | 313.7097
2020-11-02 20:00 | 2.8611 | 306.965
2020-11-02 21:00 | 2.8049 | 299.1824
2020-11-02 22:00 | 2.8752 | 299.886
2020-11-02 23:00 | 2.1983 | 314.0407
2020-11-03 00:00 | 1.977 | 322.8126
2020-11-03 01:00 | 1.7121 | 329.2152
2020-11-03 02:00 | 1.3095 | 344.1558
2020-11-03 03:00 | 0.88375 | 15.0419
2020-11-03 04:00 | 1.3377 | 67.4033
2020-11-03 05:00 | 1.9033 | 92.1038
2020-11-03 06:00 | 2.0361 | 106.9514
2020-11-03 07:00 | 1.791 | 112.9862
2020-11-03 08:00 | 2.0189 | 118.9831
2020-11-03 09:00 | 2.281 | 125.6417
2020-11-03 10:00 | 2.1906 | 136.694
2020-11-03 11:00 | 1.7967 | 136.9861
2020-11-03 12:00 | 1.9922 | 131.5587
2020-11-03 13:00 | 2.4761 | 124.8577
2020-11-03 14:00 | 2.6827 | 121.7128
2020-11-03 15:00 | 2.814 | 115.1278
2020-11-03 16:00 | 3.7178 | 109.7607
2020-11-03 17:00 | 4.6956 | 108.0047
2020-11-03 18:00 | 4.9105 | 112.5771
2020-11-03 19:00 | 4.6189 | 118.9192
2020-11-03 20:00 | 4.3977 | 128.6392
2020-11-03 21:00 | 4.3074 | 134.809
2020-11-03 22:00 | 4.0832 | 137.2674
2020-11-03 23:00 | 4.1149 | 136.1615
2020-11-04 00:00 | 3.7973 | 139.6865
2020-11-04 01:00 | 3.1808 | 139.6574
2020-11-04 02:00 | 2.4342 | 134.7448
2020-11-04 03:00 | 1.7451 | 132.5188
2020-11-04 04:00 | 1.5874 | 120.8924
2020-11-04 05:00 | 1.9176 | 113.3162
2020-11-04 06:00 | 2.2131 | 108.7611
2020-11-04 07:00 | 2.3448 | 110.9868
2020-11-04 08:00 | 2.1157 | 118.7826
2020-11-04 09:00 | 3.0313 | 134.7638
2020-11-04 10:00 | 4.1535 | 146.8819
2020-11-04 11:00 | 4.3104 | 155.6509
2020-11-04 12:00 | 3.5353 | 167.4103
2020-11-04 13:00 | 3.2331 | 170.8777
2020-11-04 14:00 | 2.8207 | 162.9704
2020-11-04 15:00 | 3.4485 | 150.0874
2020-11-04 16:00 | 3.7489 | 146.1141
2020-11-04 17:00 | 4.0254 | 147.8476
2020-11-04 18:00 | 4.2926 | 151.6524
2020-11-04 19:00 | 4.2849 | 156.5622
2020-11-04 20:00 | 4.1915 | 164.8951
2020-11-04 21:00 | 3.9955 | 177.7531
2020-11-04 22:00 | 3.8733 | 205.5685
2020-11-04 23:00 | 3.8395 | 223.3254
2020-11-05 00:00 | 3.572 | 236.1412
2020-11-05 01:00 | 3.4868 | 239.9654
2020-11-05 02:00 | 4.1979 | 248.1163
2020-11-05 03:00 | 4.6965 | 254.0123
2020-11-05 04:00 | 4.9621 | 256.83
2020-11-05 05:00 | 5.1022 | 262.6054
2020-11-05 06:00 | 5.1945 | 269.3037
2020-11-05 07:00 | 4.8523 | 278.2222
2020-11-05 08:00 | 4.5821 | 288.5226
2020-11-05 09:00 | 4.7474 | 304.7309
2020-11-05 10:00 | 6.899 | 312.7639
2020-11-05 11:00 | 7.6384 | 320.4015
2020-11-05 12:00 | 6.6128 | 316.7393
2020-11-05 13:00 | 6.8581 | 314.6341
2020-11-05 14:00 | 7.0533 | 314.3749
2020-11-05 15:00 | 6.75 | 314.0848
2020-11-05 16:00 | 6.6223 | 311.793
2020-11-05 17:00 | 6.7011 | 310.3405
2020-11-05 18:00 | 6.7366 | 307.4395
2020-11-05 19:00 | 6.8439 | 301.0202
2020-11-05 20:00 | 6.7844 | 293.2214
2020-11-05 21:00 | 7.1268 | 287.8121
2020-11-05 22:00 | 8.4914 | 288.1349
2020-11-05 23:00 | 8.7243 | 288.7811
2020-11-06 00:00 | 8.7173 | 287.9125
2020-11-06 01:00 | 8.6684 | 288.4033
2020-11-06 02:00 | 8.6587 | 286.7941
2020-11-06 03:00 | 8.6751 | 284.905
2020-11-06 04:00 | 8.5549 | 286.7556
2020-11-06 05:00 | 8.3649 | 284.7778
2020-11-06 06:00 | 8.5063 | 283.1397
2020-11-06 07:00 | 8.2717 | 284.4608
2020-11-06 08:00 | 9.1244 | 285.4359
2020-11-06 09:00 | 8.4432 | 285.8428
2020-11-06 10:00 | 7.5709 | 285.5095
2020-11-06 11:00 | 7.3225 | 282.5404
2020-11-06 12:00 | 7.563 | 283.553
2020-11-06 13:00 | 8.6531 | 289.916
2020-11-06 14:00 | 8.0406 | 292.7218
2020-11-06 15:00 | 7.8227 | 296.4905
2020-11-06 16:00 | 7.6334 | 301.753
2020-11-06 17:00 | 7.7051 | 304.4484
2020-11-06 18:00 | 7.6825 | 303.4464
2020-11-06 19:00 | 7.7984 | 304.3857
2020-11-06 20:00 | 7.9877 | 308.4328
2020-11-06 21:00 | 7.9626 | 312.0969
2020-11-06 22:00 | 7.7692 | 315.2337
2020-11-06 23:00 | 7.4938 | 310.5441
2020-11-07 00:00 | 7.5445 | 311.2226
2020-11-07 01:00 | 7.1956 | 313.149
2020-11-07 02:00 | 6.9213 | 309.9864
2020-11-07 03:00 | 6.9563 | 305.5195
2020-11-07 04:00 | 7.1212 | 304.2537
2020-11-07 05:00 | 7.1919 | 300.3505
2020-11-07 06:00 | 7.5527 | 299.4524
2020-11-07 07:00 | 8.3802 | 305.252
2020-11-07 08:00 | 8.2063 | 307.2504
2020-11-07 09:00 | 7.6271 | 308.3277
2020-11-07 10:00 | 6.9083 | 307.6741
2020-11-07 11:00 | 6.7487 | 307.795
2020-11-07 12:00 | 6.4573 | 305.2287
2020-11-07 13:00 | 6.1154 | 301.7992
2020-11-07 14:00 | 6.0091 | 292.118
2020-11-07 15:00 | 6.3375 | 289.4189
2020-11-07 16:00 | 6.4027 | 289.4255
2020-11-07 17:00 | 6.2623 | 288.9936
2020-11-07 18:00 | 5.9486 | 286.1653
2020-11-07 19:00 | 5.7886 | 283.0272
2020-11-07 20:00 | 5.7271 | 281.3345
2020-11-07 21:00 | 5.6655 | 279.5282
2020-11-07 22:00 | 4.7871 | 277.3025
2020-11-07 23:00 | 4.6518 | 274.8965
2020-11-08 00:00 | 4.4624 | 270.3227
2020-11-08 01:00 | 4.5492 | 257.8678
2020-11-08 02:00 | 4.8241 | 249.4192
2020-11-08 03:00 | 4.9714 | 248.2108
2020-11-08 04:00 | 5.5701 | 252.9001
2020-11-08 05:00 | 6.0927 | 255.4087
2020-11-08 06:00 | 6.4319 | 256.4506
2020-11-08 07:00 | 6.3949 | 259.507
2020-11-08 08:00 | 6.2052 | 262.0318
2020-11-08 09:00 | 6.1623 | 262.9905
2020-11-08 10:00 | 5.5546 | 263.0843
2020-11-08 11:00 | 5.7348 | 270.2956
2020-11-08 12:00 | 5.6227 | 278.2517
2020-11-08 13:00 | 5.2204 | 284.2596
2020-11-08 14:00 | 4.6046 | 288.1904
2020-11-08 15:00 | 4.2213 | 291.1791
2020-11-08 16:00 | 4.2883 | 290.4357
2020-11-08 17:00 | 4.4542 | 294.2723
2020-11-08 18:00 | 4.6015 | 306.4503
2020-11-08 19:00 | 4.4541 | 323.2348
2020-11-08 20:00 | 3.8686 | 336.7578
2020-11-08 21:00 | 3.1905 | 347.3932
2020-11-08 22:00 | 3.2105 | 343.0457
2020-11-08 23:00 | 2.9807 | 354.8331
2020-11-09 00:00 | 3.1897 | 4.923
2020-11-09 01:00 | 3.5699 | 5.9968
2020-11-09 02:00 | 3.7895 | 10.4909
2020-11-09 03:00 | 3.603 | 16.5445
2020-11-09 04:00 | 3.65 | 19.5348
2020-11-09 05:00 | 3.3603 | 24.3193
2020-11-09 06:00 | 2.8173 | 28.2474
2020-11-09 07:00 | 2.2882 | 37.0489
2020-11-09 08:00 | 1.9266 | 48.2635
2020-11-09 09:00 | 1.7627 | 53.2013
2020-11-09 10:00 | 1.5212 | 43.5637
2020-11-09 11:00 | 1.612 | 19.4963
2020-11-09 12:00 | 1.9627 | 5.5158
2020-11-09 13:00 | 2.235 | 357.8293
2020-11-09 14:00 | 2.0749 | 336.8126
2020-11-09 15:00 | 2.3097 | 327.2397
2020-11-09 16:00 | 2.955 | 327.0728
2020-11-09 17:00 | 3.3565 | 329.9159
2020-11-09 18:00 | 3.379 | 329.4921
2020-11-09 19:00 | 3.6687 | 331.2266
2020-11-09 20:00 | 3.9011 | 335.4998
2020-11-09 21:00 | 4.2581 | 344.4919
2020-11-09 22:00 | 4.1702 | 344.5159
2020-11-09 23:00 | 4.2804 | 352.0469
2020-11-10 00:00 | 4.3946 | 0.15398
2020-11-10 01:00 | 4.2537 | 3.1526
2020-11-10 02:00 | 4.2773 | 5.7318
2020-11-10 03:00 | 4.255 | 9.0357
2020-11-10 04:00 | 4.279 | 10.9021
2020-11-10 05:00 | 3.9774 | 13.6239
2020-11-10 06:00 | 3.7014 | 18.0447
2020-11-10 07:00 | 2.6402 | 17.0263
2020-11-10 08:00 | 2.2721 | 11.2613
2020-11-10 09:00 | 2.0762 | 9.2737
2020-11-10 10:00 | 1.9888 | 15.427
2020-11-10 11:00 | 1.8212 | 15.8891
2020-11-10 12:00 | 1.7274 | 7.6525
2020-11-10 13:00 | 2.1573 | 4.886
2020-11-10 14:00 | 2.4579 | 3.2446
2020-11-10 15:00 | 2.8433 | 5.5873
2020-11-10 16:00 | 3.2037 | 10.4352
2020-11-10 17:00 | 3.3721 | 15.0348
2020-11-10 18:00 | 3.1838 | 19.6269
2020-11-10 19:00 | 3.0172 | 22.7025
2020-11-10 20:00 | 2.8742 | 24.4834
2020-11-10 21:00 | 2.5241 | 24.1907
2020-11-10 22:00 | 2.7634 | 32.6236
2020-11-10 23:00 | 2.5653 | 39.7145
2020-11-11 00:00 | 2.2719 | 46.395
2020-11-11 01:00 | 2.0487 | 49.869
2020-11-11 02:00 | 1.7098 | 47.7148
2020-11-11 03:00 | 1.693 | 46.7263
2020-11-11 04:00 | 1.842 | 54.3774
2020-11-11 05:00 | 1.879 | 62.3402
2020-11-11 06:00 | 1.9869 | 73.6605
2020-11-11 07:00 | 1.5686 | 86.7773
2020-11-11 08:00 | 1.1031 | 101.3376
2020-11-11 09:00 | 1.2005 | 105.0941
2020-11-11 10:00 | 1.6421 | 105.7107
2020-11-11 11:00 | 1.511 | 102.2375
2020-11-11 12:00 | 1.3288 | 96.1769
2020-11-11 13:00 | 1.3929 | 90.4582
2020-11-11 14:00 | 2.0876 | 92.7646
2020-11-11 15:00 | 2.7837 | 97.8519
2020-11-11 16:00 | 3.3193 | 104.7725
2020-11-11 17:00 | 3.5741 | 109.0614
2020-11-11 18:00 | 4.0158 | 110.976
2020-11-11 19:00 | 4.2036 | 115.5282
2020-11-11 20:00 | 4.2359 | 121.1135
2020-11-11 21:00 | 4.2978 | 128.4573
2020-11-11 22:00 | 4.4172 | 137.103
2020-11-11 23:00 | 4.5528 | 140.2901
2020-11-12 00:00 | 4.5973 | 139.6978
2020-11-12 01:00 | 4.6305 | 141.0213
2020-11-12 02:00 | 4.7868 | 145.9069
2020-11-12 03:00 | 4.8317 | 148.8296
2020-11-12 04:00 | 4.692 | 152.8394
2020-11-12 05:00 | 4.6278 | 155.723
2020-11-12 06:00 | 4.6077 | 156.9196
2020-11-12 07:00 | 4.118 | 155.9886
2020-11-12 08:00 | 3.6216 | 155.9286
2020-11-12 09:00 | 3.47 | 154.9443
2020-11-12 10:00 | 4.1179 | 163.3807
2020-11-12 11:00 | 4.0726 | 159.3903
2020-11-12 12:00 | 4.3893 | 151.7111
2020-11-12 13:00 | 4.5751 | 143.0637
2020-11-12 14:00 | 4.6665 | 136.64
2020-11-12 15:00 | 5.0121 | 134.0399
2020-11-12 16:00 | 5.2024 | 136.9249
2020-11-12 17:00 | 5.183 | 141.7436
2020-11-12 18:00 | 4.9237 | 144.8196
2020-11-12 19:00 | 4.8387 | 146.2632
2020-11-12 20:00 | 4.9152 | 149.5117
2020-11-12 21:00 | 4.8189 | 152.2527
2020-11-12 22:00 | 4.345 | 156.272
2020-11-12 23:00 | 4.4811 | 149.4295
2020-11-13 00:00 | 4.4539 | 145.1227
2020-11-13 01:00 | 4.6135 | 141.619
2020-11-13 02:00 | 4.6172 | 143.3207
2020-11-13 03:00 | 4.7836 | 143.1536
2020-11-13 04:00 | 5.1557 | 142.0505
2020-11-13 05:00 | 5.3108 | 141.4128
2020-11-13 06:00 | 5.3024 | 143.2244
2020-11-13 07:00 | 5.3518 | 146.7497
2020-11-13 08:00 | 5.5399 | 151.217
2020-11-13 09:00 | 5.3138 | 151.4034
2020-11-13 10:00 | 4.9909 | 147.1653
2020-11-13 11:00 | 5.0429 | 146.3124
2020-11-13 12:00 | 5.1701 | 147.8549
2020-11-13 13:00 | 5.5524 | 148.5769
2020-11-13 14:00 | 6.1346 | 152.331
2020-11-13 15:00 | 6.1045 | 155.089
2020-11-13 16:00 | 6.2799 | 160.5217
2020-11-13 17:00 | 6.0293 | 165.927
2020-11-13 18:00 | 5.8603 | 171.7593
2020-11-13 19:00 | 6.137 | 174.086
2020-11-13 20:00 | 5.8751 | 180.9182
2020-11-13 21:00 | 5.563 | 187.8946
2020-11-13 22:00 | 5.2256 | 184.1677
2020-11-13 23:00 | 5.18 | 183.3242
2020-11-14 00:00 | 4.9927 | 186.0425
2020-11-14 01:00 | 4.9484 | 187.793
2020-11-14 02:00 | 4.8277 | 193.966
2020-11-14 03:00 | 4.5949 | 199.285
2020-11-14 04:00 | 4.6188 | 202.6465
2020-11-14 05:00 | 4.7859 | 204.5963
2020-11-14 06:00 | 4.9358 | 205.9785
2020-11-14 07:00 | 4.9465 | 208.8344
2020-11-14 08:00 | 5.0207 | 213.6229
2020-11-14 09:00 | 5.1124 | 219.9095
2020-11-14 10:00 | 4.6416 | 222.4628
2020-11-14 11:00 | 4.5122 | 224.4833
2020-11-14 12:00 | 4.4556 | 224.6638
2020-11-14 13:00 | 4.0066 | 226.2686
2020-11-14 14:00 | 3.956 | 228.8658
2020-11-14 15:00 | 4.1918 | 231.8817
2020-11-14 16:00 | 4.458 | 230.0851
2020-11-14 17:00 | 4.7126 | 226.8872
2020-11-14 18:00 | 4.9582 | 225.5053
2020-11-14 19:00 | 5.2215 | 225.5959
2020-11-14 20:00 | 5.4288 | 226.2943
2020-11-14 21:00 | 5.4533 | 225.9024
2020-11-14 22:00 | 5.5827 | 222.8538
2020-11-14 23:00 | 5.6814 | 219.6228
2020-11-15 00:00 | 5.7252 | 218.3415
2020-11-15 01:00 | 5.6812 | 220.1898
2020-11-15 02:00 | 5.3752 | 222.435
2020-11-15 03:00 | 5.1764 | 222.9879
2020-11-15 04:00 | 5.1455 | 229.4749
2020-11-15 05:00 | 5.1187 | 238.7012
2020-11-15 06:00 | 4.8588 | 246.004
2020-11-15 07:00 | 4.4666 | 253.2715
2020-11-15 08:00 | 4.329 | 267.9103
2020-11-15 09:00 | 4.4759 | 286.1936
2020-11-15 10:00 | 4.2248 | 288.3028
2020-11-15 11:00 | 4.664 | 298.4343
2020-11-15 12:00 | 4.186 | 308.0757
2020-11-15 13:00 | 2.6981 | 324.5905
2020-11-15 14:00 | 2.3304 | 349.1017
2020-11-15 15:00 | 2.571 | 17.4583
2020-11-15 16:00 | 2.8862 | 36.1312
2020-11-15 17:00 | 3.1551 | 48.6264
2020-11-15 18:00 | 3.3062 | 52.1653
2020-11-15 19:00 | 3.5159 | 50.1429
2020-11-15 20:00 | 3.8447 | 52.0011
2020-11-15 21:00 | 3.7992 | 55.7651
2020-11-15 22:00 | 3.9105 | 72.9219
2020-11-15 23:00 | 3.791 | 80.7577
2020-11-16 00:00 | 4.0791 | 85.1093
2020-11-16 01:00 | 4.3145 | 90.511
2020-11-16 02:00 | 4.3871 | 97.2584
2020-11-16 03:00 | 4.7054 | 102.5623
2020-11-16 04:00 | 5.03 | 107.4085
2020-11-16 05:00 | 5.2288 | 111.9113
2020-11-16 06:00 | 5.6342 | 115.4635
2020-11-16 07:00 | 6.448 | 120.3219
2020-11-16 08:00 | 6.7255 | 124.5456
2020-11-16 09:00 | 6.4382 | 122.7621
2020-11-16 10:00 | 6.2598 | 115.8112
2020-11-16 11:00 | 6.7014 | 114.3552
2020-11-16 12:00 | 7.1228 | 110.9645
2020-11-16 13:00 | 7.4103 | 111.1309
2020-11-16 14:00 | 7.4683 | 111.3101
2020-11-16 15:00 | 7.7382 | 112.1622
2020-11-16 16:00 | 7.8633 | 113.6727
2020-11-16 17:00 | 7.6867 | 115.7497
2020-11-16 18:00 | 7.5257 | 117.3819
2020-11-16 19:00 | 7.4001 | 119.2677
2020-11-16 20:00 | 7.5162 | 120.8615
2020-11-16 21:00 | 7.5409 | 123.192
2020-11-16 22:00 | 7.2579 | 123.4714
2020-11-16 23:00 | 7.0399 | 122.376
2020-11-17 00:00 | 7.0111 | 123.2543
2020-11-17 01:00 | 7.1371 | 124.2605
2020-11-17 02:00 | 7.0587 | 124.4937
2020-11-17 03:00 | 6.8402 | 125.3888
2020-11-17 04:00 | 6.7752 | 125.8167
2020-11-17 05:00 | 6.6798 | 126.6882
2020-11-17 06:00 | 6.5511 | 126.3081
2020-11-17 07:00 | 6.5305 | 128.9585
2020-11-17 08:00 | 6.7104 | 136.4172
2020-11-17 09:00 | 6.3914 | 140.7741
2020-11-17 10:00 | 6.0034 | 142.4813
2020-11-17 11:00 | 5.7517 | 141.8681
2020-11-17 12:00 | 5.772 | 141.6611
2020-11-17 13:00 | 5.7347 | 138.5485
2020-11-17 14:00 | 5.6269 | 139.3562
2020-11-17 15:00 | 5.7257 | 140.6774
2020-11-17 16:00 | 5.7736 | 141.5352
2020-11-17 17:00 | 6.0019 | 142.0576
2020-11-17 18:00 | 5.8818 | 144.0032
2020-11-17 19:00 | 6.0492 | 145.8897
2020-11-17 20:00 | 6.3642 | 148.0136
2020-11-17 21:00 | 6.3363 | 149.3829
2020-11-17 22:00 | 5.3933 | 149.405
2020-11-17 23:00 | 5.5451 | 151.9086
2020-11-18 00:00 | 5.0353 | 152.1887
2020-11-18 01:00 | 4.954 | 155.8833
2020-11-18 02:00 | 5.1916 | 157.676
2020-11-18 03:00 | 5.1261 | 160.0306
2020-11-18 04:00 | 4.8435 | 159.3244
2020-11-18 05:00 | 5.0618 | 158.4822
2020-11-18 06:00 | 5.3563 | 157.6294
2020-11-18 07:00 | 5.1082 | 158.8123
2020-11-18 08:00 | 5.1613 | 165.0127
2020-11-18 09:00 | 5.1964 | 171.875
2020-11-18 10:00 | 4.4256 | 173.4529
2020-11-18 11:00 | 4.5339 | 173.3712
2020-11-18 12:00 | 4.6617 | 171.5917
2020-11-18 13:00 | 4.7409 | 171.1617
2020-11-18 14:00 | 4.6915 | 168.9977
2020-11-18 15:00 | 5.0455 | 172.242
2020-11-18 16:00 | 5.628 | 177.4603
2020-11-18 17:00 | 5.6197 | 183.5415
2020-11-18 18:00 | 5.9044 | 182.7586
2020-11-18 19:00 | 6.3136 | 185.8775
2020-11-18 20:00 | 6.3167 | 188.1096
2020-11-18 21:00 | 6.3987 | 186.8959
2020-11-18 22:00 | 6.0676 | 196.1096
2020-11-18 23:00 | 6.0575 | 196.8082
2020-11-19 00:00 | 6.1886 | 193.6967
2020-11-19 01:00 | 6.5391 | 189.808
2020-11-19 02:00 | 6.8073 | 190.3217
2020-11-19 03:00 | 6.8883 | 189.3598
2020-11-19 04:00 | 7.1622 | 186.6126
2020-11-19 05:00 | 7.3176 | 186.4912
2020-11-19 06:00 | 7.5959 | 188.6076
2020-11-19 07:00 | 7.4278 | 183.921
2020-11-19 08:00 | 7.9041 | 186.7485
2020-11-19 09:00 | 8.6629 | 189.7923
2020-11-19 10:00 | 8.9247 | 195.5314
2020-11-19 11:00 | 8.8781 | 194.5461
2020-11-19 12:00 | 8.6611 | 192.58
2020-11-19 13:00 | 8.4882 | 189.8733
2020-11-19 14:00 | 8.2443 | 183.6947
2020-11-19 15:00 | 8.8185 | 181.5876
2020-11-19 16:00 | 9.5234 | 181.8242
2020-11-19 17:00 | 9.7006 | 186.9245
2020-11-19 18:00 | 9.6761 | 190.2552
2020-11-19 19:00 | 9.7398 | 191.3327
2020-11-19 20:00 | 9.7897 | 193.1348
2020-11-19 21:00 | 9.5877 | 194.945
2020-11-19 22:00 | 9.1927 | 197.1387
2020-11-19 23:00 | 8.3532 | 195.964
2020-11-20 00:00 | 8.3989 | 195.9924
2020-11-20 01:00 | 8.3317 | 197.4977
2020-11-20 02:00 | 7.6779 | 199.8663
2020-11-20 03:00 | 7.5053 | 202.3703
2020-11-20 04:00 | 7.2328 | 206.622
2020-11-20 05:00 | 6.8419 | 207.9336
2020-11-20 06:00 | 6.5418 | 207.6416
2020-11-20 07:00 | 6.5322 | 209.9861
2020-11-20 08:00 | 6.3081 | 212.2419
2020-11-20 09:00 | 5.7687 | 213.5957
2020-11-20 10:00 | 5.191 | 221.2921
2020-11-20 11:00 | 4.7648 | 241.5934
2020-11-20 12:00 | 4.1901 | 278.6417
2020-11-20 13:00 | 5.4285 | 312.3912
2020-11-20 14:00 | 6.981 | 327.8043
2020-11-20 15:00 | 7.8804 | 331.1088
2020-11-20 16:00 | 8.1581 | 332.5787
2020-11-20 17:00 | 8.1895 | 334.6543
2020-11-20 18:00 | 7.9126 | 338.0617
2020-11-20 19:00 | 7.623 | 339.0528
2020-11-20 20:00 | 7.6544 | 338.3348
2020-11-20 21:00 | 7.7886 | 337.865
2020-11-20 22:00 | 8.4095 | 337.8623
2020-11-20 23:00 | 7.9974 | 337.3577
2020-11-21 00:00 | 7.7608 | 336.297
2020-11-21 01:00 | 7.6245 | 334.5057
2020-11-21 02:00 | 7.6219 | 332.9502
2020-11-21 03:00 | 7.3764 | 333.824
2020-11-21 04:00 | 7.3376 | 330.4593
2020-11-21 05:00 | 7.2862 | 326.6945
2020-11-21 06:00 | 6.7584 | 324.8799
2020-11-21 07:00 | 5.9332 | 324.5491
2020-11-21 08:00 | 5.6734 | 326.2952
2020-11-21 09:00 | 6.1699 | 328.998
2020-11-21 10:00 | 7.6524 | 333.2586
2020-11-21 11:00 | 7.3044 | 331.4575
2020-11-21 12:00 | 6.4645 | 327.2095
2020-11-21 13:00 | 5.4728 | 326.183
2020-11-21 14:00 | 5.0426 | 325.8055
2020-11-21 15:00 | 4.7759 | 321.9232
2020-11-21 16:00 | 4.7637 | 319.7637
2020-11-21 17:00 | 4.5512 | 318.2602
2020-11-21 18:00 | 4.4535 | 311.6116
2020-11-21 19:00 | 4.7478 | 308.0372
2020-11-21 20:00 | 4.4226 | 304.3834
2020-11-21 21:00 | 4.4789 | 294.0931
2020-11-21 22:00 | 4.8185 | 295.8162
2020-11-21 23:00 | 4.5253 | 289.8316
2020-11-22 00:00 | 4.5929 | 279.5379
2020-11-22 01:00 | 4.6333 | 265.524
2020-11-22 02:00 | 4.6081 | 252.9848
2020-11-22 03:00 | 5.2401 | 245.6103
2020-11-22 04:00 | 5.8007 | 239.805
2020-11-22 05:00 | 6.354 | 238.0315
2020-11-22 06:00 | 6.9639 | 232.8784
2020-11-22 07:00 | 7.3126 | 225.2009
2020-11-22 08:00 | 7.8439 | 227.8655
2020-11-22 09:00 | 8.0247 | 229.3743
2020-11-22 10:00 | 7.5712 | 226.6069
2020-11-22 11:00 | 7.859 | 229.2745
2020-11-22 12:00 | 8.0579 | 229.596
2020-11-22 13:00 | 8.9896 | 237.8351
2020-11-22 14:00 | 9.0523 | 239.4873
2020-11-22 15:00 | 9.3107 | 239.7839
2020-11-22 16:00 | 9.674 | 239.6285
2020-11-22 17:00 | 9.9829 | 240.3619
2020-11-22 18:00 | 10.2307 | 244.5785
2020-11-22 19:00 | 10.2463 | 249.7463
2020-11-22 20:00 | 10.2806 | 252.522
2020-11-22 21:00 | 10.5118 | 257.0498
2020-11-22 22:00 | 10.6074 | 261.1317
2020-11-22 23:00 | 10.6328 | 268.5188
2020-11-23 00:00 | 10.4269 | 274.9726
2020-11-23 01:00 | 9.6834 | 279.843
2020-11-23 02:00 | 8.9826 | 280.8038
2020-11-23 03:00 | 8.6048 | 278.9739
2020-11-23 04:00 | 8.2043 | 276.7188
2020-11-23 05:00 | 7.9315 | 273.1971
2020-11-23 06:00 | 7.6738 | 270.3752
2020-11-23 07:00 | 7.4232 | 266.8443
2020-11-23 08:00 | 6.8062 | 259.2835
2020-11-23 09:00 | 7.0208 | 257.0899
2020-11-23 10:00 | 6.9572 | 252.9945
2020-11-23 11:00 | 6.962 | 250.9782
2020-11-23 12:00 | 6.7213 | 247.0928
2020-11-23 13:00 | 7.4671 | 253.4868
2020-11-23 14:00 | 7.567 | 252.4805
2020-11-23 15:00 | 7.5747 | 251.751
2020-11-23 16:00 | 8.1228 | 255.8471
2020-11-23 17:00 | 8.5574 | 260.6039
2020-11-23 18:00 | 8.4864 | 262.0097
2020-11-23 19:00 | 8.7712 | 265.8757
2020-11-23 20:00 | 8.8922 | 270.0404
2020-11-23 21:00 | 9.1425 | 271.6143
2020-11-23 22:00 | 9.6676 | 273.2682
2020-11-23 23:00 | 9.7316 | 276.0797
2020-11-24 00:00 | 9.7814 | 279.8903
2020-11-24 01:00 | 9.8096 | 284.9071
2020-11-24 02:00 | 9.3526 | 287.062
2020-11-24 03:00 | 9.0423 | 284.0143
2020-11-24 04:00 | 9.3158 | 283.3271
2020-11-24 05:00 | 9.8234 | 287.019
2020-11-24 06:00 | 10.0187 | 291.1887
2020-11-24 07:00 | 9.9693 | 293.2957
2020-11-24 08:00 | 10.4068 | 297.3779
2020-11-24 09:00 | 11.8171 | 304.797
2020-11-24 10:00 | 8.6684 | 301.5836
2020-11-24 11:00 | 9.0959 | 301.3371
2020-11-24 12:00 | 9.2936 | 299.3878
2020-11-24 13:00 | 8.8315 | 296.0466
2020-11-24 14:00 | 8.6137 | 290.9673
2020-11-24 15:00 | 8.6573 | 286.3761
2020-11-24 16:00 | 8.4804 | 283.4826
2020-11-24 17:00 | 8.8541 | 282.4176
2020-11-24 18:00 | 9.062 | 283.3659
2020-11-24 19:00 | 8.8075 | 282.3881
2020-11-24 20:00 | 8.4504 | 281.1948
2020-11-24 21:00 | 8.2824 | 280.6842
2020-11-24 22:00 | 8.5672 | 283.0558
2020-11-24 23:00 | 8.2411 | 282.822
2020-11-25 00:00 | 8.0099 | 283.6061
2020-11-25 01:00 | 7.6577 | 284.2894
2020-11-25 02:00 | 7.4043 | 283.0268
2020-11-25 03:00 | 7.4329 | 281.8862
2020-11-25 04:00 | 7.6789 | 278.734
2020-11-25 05:00 | 8.1059 | 277.3864
2020-11-25 06:00 | 8.5199 | 279.2463
2020-11-25 07:00 | 8.5494 | 278.7351
2020-11-25 08:00 | 8.2295 | 277.6698
2020-11-25 09:00 | 8.4393 | 281.7335
2020-11-25 10:00 | 7.2526 | 281.5626
2020-11-25 11:00 | 7.2523 | 285.0582
2020-11-25 12:00 | 7.579 | 289.8809
2020-11-25 13:00 | 8.0338 | 296.1902
2020-11-25 14:00 | 7.6436 | 299.2956
2020-11-25 15:00 | 7.0613 | 301.9766
2020-11-25 16:00 | 6.6565 | 301.1278
2020-11-25 17:00 | 6.4513 | 301.3265
2020-11-25 18:00 | 6.2325 | 301.8807
2020-11-25 19:00 | 6.0535 | 303.3844
2020-11-25 20:00 | 5.6856 | 305.0541
2020-11-25 21:00 | 5.2018 | 302.3156
2020-11-25 22:00 | 4.8073 | 297.8048
2020-11-25 23:00 | 4.3081 | 298.3536
2020-11-26 00:00 | 3.8377 | 299.1113
2020-11-26 01:00 | 3.5575 | 295.0244
2020-11-26 02:00 | 3.5128 | 283.3663
2020-11-26 03:00 | 3.2718 | 267.8802
2020-11-26 04:00 | 3.3391 | 252.2218
2020-11-26 05:00 | 3.8662 | 246.4974
2020-11-26 06:00 | 3.94 | 243.3347
2020-11-26 07:00 | 3.6536 | 242.3223
2020-11-26 08:00 | 3.5204 | 242.352
2020-11-26 09:00 | 3.5542 | 238.5185
2020-11-26 10:00 | 3.4765 | 228.4244
2020-11-26 11:00 | 4.3697 | 222.0514
2020-11-26 12:00 | 4.8043 | 216.812
2020-11-26 13:00 | 5.0826 | 214.0924
2020-11-26 14:00 | 5.8741 | 213.7263
2020-11-26 15:00 | 6.5238 | 215.2983
2020-11-26 16:00 | 7.054 | 219.003
2020-11-26 17:00 | 7.5116 | 222.2674
2020-11-26 18:00 | 7.7148 | 228.5261
2020-11-26 19:00 | 7.6573 | 237.9015
2020-11-26 20:00 | 7.2984 | 243.215
2020-11-26 21:00 | 7.3165 | 243.8936
2020-11-26 22:00 | 7.1819 | 243.1843
2020-11-26 23:00 | 7.1616 | 247.2052
2020-11-27 00:00 | 7.1507 | 252.5939
2020-11-27 01:00 | 7.3484 | 254.2194
2020-11-27 02:00 | 7.4107 | 254.4966
2020-11-27 03:00 | 7.3655 | 255.9295
2020-11-27 04:00 | 7.3733 | 256.6825
2020-11-27 05:00 | 7.6392 | 256.1229
2020-11-27 06:00 | 7.6597 | 252.859
2020-11-27 07:00 | 7.8619 | 251.0028
2020-11-27 08:00 | 8.2884 | 252.4834
2020-11-27 09:00 | 7.1985 | 253.6661
2020-11-27 10:00 | 7.7115 | 256.5489
2020-11-27 11:00 | 8.173 | 260.9295
2020-11-27 12:00 | 7.4829 | 263.5398
2020-11-27 13:00 | 7.9405 | 266.0578
2020-11-27 14:00 | 7.3046 | 266.6939
2020-11-27 15:00 | 7.0503 | 269.5609
2020-11-27 16:00 | 6.8122 | 271.8384
2020-11-27 17:00 | 6.2546 | 269.5944
2020-11-27 18:00 | 6.0712 | 263.4533
2020-11-27 19:00 | 6.134 | 259.7418
2020-11-27 20:00 | 6.0576 | 256.6207
2020-11-27 21:00 | 5.8531 | 256.7959
2020-11-27 22:00 | 5.5616 | 260.6259
2020-11-27 23:00 | 5.3092 | 262.2165
2020-11-28 00:00 | 5.054 | 262.3624
2020-11-28 01:00 | 4.5847 | 258.9971
2020-11-28 02:00 | 4.3407 | 254.6515
2020-11-28 03:00 | 4.4769 | 254.7813
2020-11-28 04:00 | 3.9145 | 250.5875
2020-11-28 05:00 | 3.7571 | 241.8545
2020-11-28 06:00 | 3.813 | 239.1224
2020-11-28 07:00 | 4.0274 | 242.737
2020-11-28 08:00 | 3.9544 | 253.0522
2020-11-28 09:00 | 3.8667 | 260.3972
2020-11-28 10:00 | 2.7123 | 262.8309
2020-11-28 11:00 | 2.4522 | 258.98
2020-11-28 12:00 | 2.3311 | 257.303
2020-11-28 13:00 | 2.7576 | 249.3391
2020-11-28 14:00 | 3.0659 | 236.7104
2020-11-28 15:00 | 3.6566 | 232.4083
2020-11-28 16:00 | 3.8706 | 234.1557
2020-11-28 17:00 | 4.1444 | 231.8078
2020-11-28 18:00 | 4.4586 | 229.1872
2020-11-28 19:00 | 4.5028 | 228.7136
2020-11-28 20:00 | 4.8104 | 227.2776
2020-11-28 21:00 | 5.2627 | 226.068
2020-11-28 22:00 | 5.7818 | 224.8814
2020-11-28 23:00 | 5.6846 | 228.0117
2020-11-29 00:00 | 5.2932 | 231.7534
2020-11-29 01:00 | 5.101 | 233.5519
2020-11-29 02:00 | 4.618 | 237.8615
2020-11-29 03:00 | 4.0983 | 241.2339
2020-11-29 04:00 | 3.7447 | 240.5322
2020-11-29 05:00 | 3.6782 | 241.3444
2020-11-29 06:00 | 3.7098 | 242.7974
2020-11-29 07:00 | 4.247 | 249.8964
2020-11-29 08:00 | 4.1744 | 253.7113
2020-11-29 09:00 | 4.1652 | 251.1822
2020-11-29 10:00 | 4.776 | 255.5628
2020-11-29 11:00 | 4.3006 | 250.0367
2020-11-29 12:00 | 4.1746 | 243.157
2020-11-29 13:00 | 4.2197 | 235.1355
2020-11-29 14:00 | 4.1126 | 231.9948
2020-11-29 15:00 | 4.0045 | 230.6057
2020-11-29 16:00 | 3.9209 | 229.0711
2020-11-29 17:00 | 3.8813 | 224.9438
2020-11-29 18:00 | 4.0615 | 220.6725
2020-11-29 19:00 | 4.2569 | 223.0047
2020-11-29 20:00 | 4.2733 | 225.7161
2020-11-29 21:00 | 4.3159 | 224.2924
2020-11-29 22:00 | 4.0623 | 218.2919
2020-11-29 23:00 | 4.3018 | 218.0557
2020-11-30 00:00 | 4.4943 | 219.4637
2020-11-30 01:00 | 4.5451 | 220.7919
2020-11-30 02:00 | 4.4473 | 229.8393
2020-11-30 03:00 | 4.3682 | 237.8758
2020-11-30 04:00 | 3.9632 | 249.3946
2020-11-30 05:00 | 3.6495 | 261.4054
2020-11-30 06:00 | 3.4917 | 265.7501
2020-11-30 07:00 | 3.0139 | 261.3107
2020-11-30 08:00 | 2.9648 | 253.5201
2020-11-30 09:00 | 3.2321 | 250.251
2020-11-30 10:00 | 3.2388 | 273.0352
2020-11-30 11:00 | 3.3656 | 289.7777
2020-11-30 12:00 | 3.2814 | 303.7346
2020-11-30 13:00 | 2.508 | 307.2072
2020-11-30 14:00 | 2.0954 | 310.8945
2020-11-30 15:00 | 1.966 | 316.117
2020-11-30 16:00 | 2.2865 | 314.7172
2020-11-30 17:00 | 2.8294 | 312.4135
2020-11-30 18:00 | 3.7852 | 314.2579
2020-11-30 19:00 | 4.482 | 316.7049
2020-11-30 20:00 | 4.5381 | 321.856
2020-11-30 21:00 | 4.3296 | 328.9267
2020-11-30 22:00 | 4.5023 | 330.6727
2020-11-30 23:00 | 4.2869 | 336.5724
2020-12-01 00:00 | 4.1752 | 344.097
2020-12-01 01:00 | 3.9883 | 350.9603
2020-12-01 02:00 | 3.742 | 357.2858
2020-12-01 03:00 | 3.6367 | 8.3967
2020-12-01 04:00 | 3.5382 | 22.3265
2020-12-01 05:00 | 3.5649 | 31.4013
2020-12-01 06:00 | 3.5874 | 36.6904
2020-12-01 07:00 | 3.4719 | 39.567
2020-12-01 08:00 | 3.2842 | 43.7937
2020-12-01 09:00 | 3.1298 | 40.6398
2020-12-01 10:00 | 4.0148 | 50.1426
2020-12-01 11:00 | 4.1856 | 49.4864
2020-12-01 12:00 | 4.3218 | 43.1483
2020-12-01 13:00 | 4.4734 | 32.0621
2020-12-01 14:00 | 4.984 | 21.7049
2020-12-01 15:00 | 5.4912 | 18.641
2020-12-01 16:00 | 5.8551 | 18.8915
2020-12-01 17:00 | 6.1626 | 21.8786
2020-12-01 18:00 | 6.2898 | 24.7807
2020-12-01 19:00 | 6.3211 | 26.2072
2020-12-01 20:00 | 6.0938 | 27.2442
2020-12-01 21:00 | 5.8927 | 27.6296
2020-12-01 22:00 | 5.3736 | 30.1097
2020-12-01 23:00 | 5.0473 | 33.7461
2020-12-02 00:00 | 4.8312 | 35.8202
2020-12-02 01:00 | 4.725 | 36.9151
2020-12-02 02:00 | 4.4638 | 36.98
2020-12-02 03:00 | 4.2584 | 35.6473
2020-12-02 04:00 | 3.9649 | 36.6821
2020-12-02 05:00 | 3.625 | 38.1873
2020-12-02 06:00 | 3.235 | 41.9959
2020-12-02 07:00 | 2.762 | 47.1151
2020-12-02 08:00 | 2.0763 | 55.5151
2020-12-02 09:00 | 1.6726 | 69.9793
2020-12-02 10:00 | 1.5514 | 80.7789
2020-12-02 11:00 | 1.4321 | 87.2114
2020-12-02 12:00 | 1.5722 | 91.1128
2020-12-02 13:00 | 2.0707 | 97.131
2020-12-02 14:00 | 2.7717 | 110.2965
2020-12-02 15:00 | 3.4904 | 124.124
2020-12-02 16:00 | 3.909 | 137.2246
2020-12-02 17:00 | 4.2467 | 147.9005
2020-12-02 18:00 | 4.4919 | 156.6289
2020-12-02 19:00 | 4.4301 | 163.0387
2020-12-02 20:00 | 4.2457 | 164.6605
2020-12-02 21:00 | 4.2145 | 164.1441
2020-12-02 22:00 | 3.9068 | 164.2145
2020-12-02 23:00 | 4.1391 | 163.4282
2020-12-03 00:00 | 4.1594 | 162.1881
2020-12-03 01:00 | 4.2379 | 153.9476
2020-12-03 02:00 | 4.5222 | 148.0093
2020-12-03 03:00 | 4.7126 | 146.8135
2020-12-03 04:00 | 4.8773 | 144.4861
2020-12-03 05:00 | 4.9765 | 140.4863
2020-12-03 06:00 | 5.0847 | 137.8913
2020-12-03 07:00 | 5.3371 | 132.376
2020-12-03 08:00 | 6.2881 | 130.8676
2020-12-03 09:00 | 5.795 | 132.4665
2020-12-03 10:00 | 5.0806 | 134.146
2020-12-03 11:00 | 4.7876 | 129.6994
2020-12-03 12:00 | 4.9107 | 126.8532
2020-12-03 13:00 | 6.0531 | 131.9246
2020-12-03 14:00 | 6.2072 | 128.5679
2020-12-03 15:00 | 6.7598 | 126.3652
2020-12-03 16:00 | 6.5109 | 125.8717
2020-12-03 17:00 | 6.4883 | 126.9523
2020-12-03 18:00 | 7.1339 | 127.834
2020-12-03 19:00 | 7.7417 | 128.9535
2020-12-03 20:00 | 7.9385 | 130.044
2020-12-03 21:00 | 7.7691 | 132.7211
2020-12-03 22:00 | 7.0967 | 136.3997
2020-12-03 23:00 | 7.1664 | 137.6571
2020-12-04 00:00 | 7.6547 | 134.3425
2020-12-04 01:00 | 8.4068 | 130.4235
2020-12-04 02:00 | 8.8308 | 129.9216
2020-12-04 03:00 | 8.9107 | 133.4083
2020-12-04 04:00 | 8.9566 | 136.4147
2020-12-04 05:00 | 9.0984 | 138.8003
2020-12-04 06:00 | 9.1049 | 142.8674
2020-12-04 07:00 | 9.1148 | 147.4595
2020-12-04 08:00 | 9.316 | 149.8651
2020-12-04 09:00 | 9.1491 | 145.3541
2020-12-04 10:00 | 9.0356 | 155.5114
2020-12-04 11:00 | 8.1156 | 142.5193
2020-12-04 12:00 | 8.7774 | 140.2378
2020-12-04 13:00 | 9.4727 | 136.5674
2020-12-04 14:00 | 9.7399 | 137.2261
2020-12-04 15:00 | 9.7169 | 139.3632
2020-12-04 16:00 | 9.9818 | 138.8161
2020-12-04 17:00 | 10.3877 | 138.1848
2020-12-04 18:00 | 10.1816 | 140.244
2020-12-04 19:00 | 9.8567 | 140.9254
2020-12-04 20:00 | 9.8225 | 140.1482
2020-12-04 21:00 | 9.6424 | 142.5303
2020-12-04 22:00 | 8.7589 | 148.6789
2020-12-04 23:00 | 9.1509 | 147.814
2020-12-05 00:00 | 9.0481 | 146.1365
2020-12-05 01:00 | 8.5337 | 142.6635
2020-12-05 02:00 | 8.8873 | 139.9012
2020-12-05 03:00 | 9.3291 | 138.066
2020-12-05 04:00 | 9.8596 | 138.8399
2020-12-05 05:00 | 9.6509 | 139.4091
2020-12-05 06:00 | 10.5711 | 139.3784
2020-12-05 07:00 | 9.6389 | 138.3746
2020-12-05 08:00 | 8.7829 | 138.6425
2020-12-05 09:00 | 8.7651 | 141.0973
2020-12-05 10:00 | 8.0499 | 145.777
2020-12-05 11:00 | 7.4762 | 144.7464
2020-12-05 12:00 | 7.3745 | 140.8973
2020-12-05 13:00 | 7.6073 | 136.8955
2020-12-05 14:00 | 7.4668 | 132.5592
2020-12-05 15:00 | 8.3336 | 131.6815
2020-12-05 16:00 | 9.0396 | 131.7796
2020-12-05 17:00 | 9.2064 | 132.8077
2020-12-05 18:00 | 9.0737 | 136.0211
2020-12-05 19:00 | 9.0226 | 135.7399
2020-12-05 20:00 | 9.3024 | 136.9775
2020-12-05 21:00 | 9.1514 | 138.4846
2020-12-05 22:00 | 9.1579 | 146.5811
2020-12-05 23:00 | 8.4156 | 143.8838
2020-12-06 00:00 | 8.3707 | 143.321
2020-12-06 01:00 | 8.3741 | 139.5469
2020-12-06 02:00 | 8.2931 | 137.584
2020-12-06 03:00 | 8.4576 | 135.8924
2020-12-06 04:00 | 8.5825 | 132.6429
2020-12-06 05:00 | 8.7788 | 130.6361
2020-12-06 06:00 | 8.8213 | 129.1129
2020-12-06 07:00 | 8.7045 | 126.5358
2020-12-06 08:00 | 8.2134 | 126.4928
2020-12-06 09:00 | 8.0407 | 128.2455
2020-12-06 10:00 | 7.7293 | 133.9186
2020-12-06 11:00 | 7.5284 | 130.4417
2020-12-06 12:00 | 7.2305 | 124.8184
2020-12-06 13:00 | 7.9144 | 121.4758
2020-12-06 14:00 | 8.7407 | 118.5215
2020-12-06 15:00 | 8.9278 | 118.9521
2020-12-06 16:00 | 8.7267 | 121.3618
2020-12-06 17:00 | 8.7634 | 122.0688
2020-12-06 18:00 | 8.9427 | 122.2192
2020-12-06 19:00 | 8.7864 | 124.5588
2020-12-06 20:00 | 8.3645 | 127.8978
2020-12-06 21:00 | 8.6468 | 125.591
2020-12-06 22:00 | 8.7893 | 126.7059
2020-12-06 23:00 | 8.554 | 127.533
2020-12-07 00:00 | 8.4035 | 126.66
2020-12-07 01:00 | 8.5874 | 125.6275
2020-12-07 02:00 | 8.9765 | 124.4011
2020-12-07 03:00 | 8.9974 | 124.9399
2020-12-07 04:00 | 8.6351 | 124.2105
2020-12-07 05:00 | 8.7162 | 124.5111
2020-12-07 06:00 | 8.8442 | 125.0022
2020-12-07 07:00 | 8.6453 | 122.3892
2020-12-07 08:00 | 9.2563 | 123.3198
2020-12-07 09:00 | 9.0286 | 121.489
2020-12-07 10:00 | 9.4759 | 130.1978
2020-12-07 11:00 | 8.7557 | 128.0117
2020-12-07 12:00 | 8.0338 | 120.1692
2020-12-07 13:00 | 8.4088 | 115.8682
2020-12-07 14:00 | 8.2979 | 113.001
2020-12-07 15:00 | 8.3354 | 111.9183
2020-12-07 16:00 | 8.3145 | 112.9445
2020-12-07 17:00 | 8.3357 | 114.3062
2020-12-07 18:00 | 8.2081 | 114.0345
2020-12-07 19:00 | 8.2227 | 113.9033
2020-12-07 20:00 | 8.1421 | 112.8808
2020-12-07 21:00 | 8.0255 | 111.5944
2020-12-07 22:00 | 7.7006 | 110.5502
2020-12-07 23:00 | 8.2994 | 114.5522
2020-12-08 00:00 | 8.1981 | 112.3546
2020-12-08 01:00 | 8.2486 | 112.8623
2020-12-08 02:00 | 8.3833 | 114.2301
2020-12-08 03:00 | 8.5454 | 113.858
2020-12-08 04:00 | 7.9745 | 110.9037
2020-12-08 05:00 | 8.237 | 111.4454
2020-12-08 06:00 | 7.921 | 111.0915
2020-12-08 07:00 | 8.5258 | 114.9067
2020-12-08 08:00 | 8.4136 | 117.1794
2020-12-08 09:00 | 8.0705 | 116.2326
2020-12-08 10:00 | 7.3794 | 127.9454
2020-12-08 11:00 | 6.8521 | 122.5048
2020-12-08 12:00 | 6.7678 | 115.4678
2020-12-08 13:00 | 7.1555 | 109.5733
2020-12-08 14:00 | 7.0569 | 106.1204
2020-12-08 15:00 | 7.6047 | 106.6987
2020-12-08 16:00 | 7.2366 | 106.5507
2020-12-08 17:00 | 7.5028 | 109.5864
2020-12-08 18:00 | 7.5036 | 112.3964
2020-12-08 19:00 | 6.9399 | 114.0415
2020-12-08 20:00 | 6.6082 | 112.0011
2020-12-08 21:00 | 6.9649 | 109.6617
2020-12-08 22:00 | 6.9529 | 107.2337
2020-12-08 23:00 | 6.9085 | 108.1836
2020-12-09 00:00 | 6.746 | 109.0023
2020-12-09 01:00 | 6.4503 | 107.4663
2020-12-09 02:00 | 6.4742 | 106.2358
2020-12-09 03:00 | 6.5906 | 107.0531
2020-12-09 04:00 | 6.971 | 107.8979
2020-12-09 05:00 | 7.1337 | 110.0215
2020-12-09 06:00 | 7.166 | 112.7836
2020-12-09 07:00 | 7.2686 | 115.0958
2020-12-09 08:00 | 6.5099 | 116.9432
2020-12-09 09:00 | 7.0737 | 124.3925
2020-12-09 10:00 | 6.078 | 129.7493
2020-12-09 11:00 | 5.8768 | 124.8722
2020-12-09 12:00 | 5.8672 | 118.2347
2020-12-09 13:00 | 6.1202 | 112.0808
2020-12-09 14:00 | 6.5063 | 112.9475
2020-12-09 15:00 | 6.4175 | 115.301
2020-12-09 16:00 | 7.1012 | 118.6932
2020-12-09 17:00 | 8.2352 | 118.3396
2020-12-09 18:00 | 8.0963 | 117.745
2020-12-09 19:00 | 8.1853 | 119.7501
2020-12-09 20:00 | 7.6801 | 125.3031
2020-12-09 21:00 | 7.1148 | 130.2048
2020-12-09 22:00 | 6.8562 | 126.5914
2020-12-09 23:00 | 7.0224 | 116.1815
2020-12-10 00:00 | 7.3995 | 114.7434
2020-12-10 01:00 | 7.1128 | 121.2872
2020-12-10 02:00 | 7.2859 | 121.8479
2020-12-10 03:00 | 7.8328 | 118.3609
2020-12-10 04:00 | 8.9736 | 113.4102
2020-12-10 05:00 | 8.3298 | 115.0158
2020-12-10 06:00 | 8.3499 | 115.2902
2020-12-10 07:00 | 8.3169 | 118.4825
2020-12-10 08:00 | 8.2526 | 116.5755
2020-12-10 09:00 | 8.1606 | 116.2049
2020-12-10 10:00 | 7.2459 | 126.7796
2020-12-10 11:00 | 7.7858 | 123.9673
2020-12-10 12:00 | 9.6607 | 119.0111
2020-12-10 13:00 | 10.4986 | 115.4727
2020-12-10 14:00 | 10.316 | 115.7242
2020-12-10 15:00 | 10.0936 | 118.5251
2020-12-10 16:00 | 10.2339 | 121.5675
2020-12-10 17:00 | 10.6906 | 124.3604
2020-12-10 18:00 | 11.0041 | 127.5939
2020-12-10 19:00 | 10.6044 | 133.1107
2020-12-10 20:00 | 10.0877 | 134.8587
2020-12-10 21:00 | 9.5774 | 134.684
2020-12-10 22:00 | 8.837 | 135.6838
2020-12-10 23:00 | 8.6178 | 136.9688
2020-12-11 00:00 | 8.3114 | 136.8346
2020-12-11 01:00 | 8.3322 | 134.4078
2020-12-11 02:00 | 8.4293 | 133.5418
2020-12-11 03:00 | 8.3653 | 132.9448
2020-12-11 04:00 | 8.2646 | 132.1842
2020-12-11 05:00 | 8.4809 | 132.0497
2020-12-11 06:00 | 8.8205 | 131.4
2020-12-11 07:00 | 9.0539 | 130.5429
2020-12-11 08:00 | 9.1153 | 129.7242
2020-12-11 09:00 | 8.501 | 125.7607
2020-12-11 10:00 | 8.0455 | 125.158
2020-12-11 11:00 | 7.6062 | 116.7881
2020-12-11 12:00 | 7.7623 | 113.531
2020-12-11 13:00 | 7.7315 | 108.8649
2020-12-11 14:00 | 8.3878 | 111.2942
2020-12-11 15:00 | 8.5188 | 113.2902
2020-12-11 16:00 | 8.675 | 115.2411
2020-12-11 17:00 | 8.8301 | 117.5314
2020-12-11 18:00 | 8.8301 | 120.5345
2020-12-11 19:00 | 8.6434 | 124.4057
2020-12-11 20:00 | 8.3677 | 127.1001
2020-12-11 21:00 | 8.0058 | 124.8969
2020-12-11 22:00 | 7.4757 | 124.3767
2020-12-11 23:00 | 7.5534 | 121.5543
2020-12-12 00:00 | 7.6541 | 114.7149
2020-12-12 01:00 | 8.0774 | 110.1938
2020-12-12 02:00 | 8.2648 | 108.648
2020-12-12 03:00 | 8.2606 | 109.8829
2020-12-12 04:00 | 8.1328 | 111.1777
2020-12-12 05:00 | 7.4767 | 107.941
2020-12-12 06:00 | 7.3892 | 104.4619
2020-12-12 07:00 | 7.5587 | 104.3393
2020-12-12 08:00 | 7.365 | 105.4964
2020-12-12 09:00 | 7.0516 | 103.8451
2020-12-12 10:00 | 6.4401 | 106.9768
2020-12-12 11:00 | 6.3333 | 104.5914
2020-12-12 12:00 | 6.1892 | 103.6779
2020-12-12 13:00 | 6.3362 | 102.0781
2020-12-12 14:00 | 6.2363 | 100.9328
2020-12-12 15:00 | 6.4505 | 97.1293
2020-12-12 16:00 | 7.1452 | 97.5271
2020-12-12 17:00 | 6.7461 | 104.9613
2020-12-12 18:00 | 6.4365 | 112.0297
2020-12-12 19:00 | 6.0938 | 109.3293
2020-12-12 20:00 | 5.558 | 103.8938
2020-12-12 21:00 | 5.8414 | 107.328
2020-12-12 22:00 | 5.3091 | 109.6296
2020-12-12 23:00 | 4.8217 | 105.5321
2020-12-13 00:00 | 5.051 | 103.5669
2020-12-13 01:00 | 5.0308 | 101.3155
2020-12-13 02:00 | 5.1438 | 96.922
2020-12-13 03:00 | 5.3768 | 97.7172
2020-12-13 04:00 | 5.7984 | 97.6371
2020-12-13 05:00 | 6.0829 | 95.1285
2020-12-13 06:00 | 6.4533 | 94.7663
2020-12-13 07:00 | 6.5743 | 96.8381
2020-12-13 08:00 | 6.6512 | 96.0521
2020-12-13 09:00 | 5.94 | 102.2957
2020-12-13 10:00 | 5.7524 | 102.4115
2020-12-13 11:00 | 5.5491 | 98.6811
2020-12-13 12:00 | 5.7956 | 94.8685
2020-12-13 13:00 | 6.0274 | 98.4164
2020-12-13 14:00 | 5.7622 | 102.7802
2020-12-13 15:00 | 5.7036 | 99.8726
2020-12-13 16:00 | 5.6088 | 96.1617
2020-12-13 17:00 | 5.2697 | 98.7684
2020-12-13 18:00 | 5.2472 | 103.9056
2020-12-13 19:00 | 5.3721 | 108.2424
2020-12-13 20:00 | 5.3712 | 108.8985
2020-12-13 21:00 | 5.0615 | 109.9234
2020-12-13 22:00 | 4.2934 | 104.747
2020-12-13 23:00 | 3.8608 | 101.4869
2020-12-14 00:00 | 3.9518 | 97.8882
2020-12-14 01:00 | 3.8279 | 92.5195
2020-12-14 02:00 | 3.6733 | 88.9534
2020-12-14 03:00 | 3.454 | 84.3075
2020-12-14 04:00 | 3.5327 | 79.9452
2020-12-14 05:00 | 3.3602 | 81.3595
2020-12-14 06:00 | 3.4127 | 82.7687
2020-12-14 07:00 | 3.2198 | 83.8372
2020-12-14 08:00 | 1.8559 | 83.7217
2020-12-14 09:00 | 0.80781 | 81.7233
2020-12-14 10:00 | 0.71834 | 12.5693
2020-12-14 11:00 | 1.5966 | 348.1647
2020-12-14 12:00 | 2.1108 | 343.0846
2020-12-14 13:00 | 2.3972 | 348.3054
2020-12-14 14:00 | 2.6278 | 351.5175
2020-12-14 15:00 | 2.6036 | 354.8956
2020-12-14 16:00 | 2.5455 | 354.2543
2020-12-14 17:00 | 2.3379 | 355.1215
2020-12-14 18:00 | 1.8917 | 347.5626
2020-12-14 19:00 | 1.6972 | 330.3799
2020-12-14 20:00 | 2.7503 | 311.8718
2020-12-14 21:00 | 3.4479 | 308.2516
2020-12-14 22:00 | 3.5621 | 298.9489
2020-12-14 23:00 | 3.7029 | 294.8793
2020-12-15 00:00 | 4.0359 | 295.6872
2020-12-15 01:00 | 4.2395 | 303.6681
2020-12-15 02:00 | 4.1585 | 312.0379
2020-12-15 03:00 | 4.0199 | 316.3057
2020-12-15 04:00 | 3.7397 | 316.5448
2020-12-15 05:00 | 3.6244 | 310.0991
2020-12-15 06:00 | 3.888 | 309.117
2020-12-15 07:00 | 3.8293 | 314.6631
2020-12-15 08:00 | 2.9881 | 321.0963
2020-12-15 09:00 | 2.6636 | 325.0931
2020-12-15 10:00 | 2.2278 | 336.258
2020-12-15 11:00 | 2.1494 | 331.8385
2020-12-15 12:00 | 1.9103 | 323.6189
2020-12-15 13:00 | 1.8992 | 322.2681
2020-12-15 14:00 | 2.0351 | 324.2302
2020-12-15 15:00 | 1.7074 | 335.6876
2020-12-15 16:00 | 1.2001 | 359.9577
2020-12-15 17:00 | 1.082 | 48.2768
2020-12-15 18:00 | 1.1725 | 86.0391
2020-12-15 19:00 | 1.6019 | 111.7174
2020-12-15 20:00 | 1.8358 | 134.0503
2020-12-15 21:00 | 1.8841 | 150.5528
2020-12-15 22:00 | 2.7184 | 165.962
2020-12-15 23:00 | 3.0946 | 183.2398
2020-12-16 00:00 | 3.1904 | 189.8531
2020-12-16 01:00 | 3.5177 | 183.6529
2020-12-16 02:00 | 4.1128 | 177.0171
2020-12-16 03:00 | 4.351 | 180.1883
2020-12-16 04:00 | 4.1065 | 185.4221
2020-12-16 05:00 | 4.2746 | 184.868
2020-12-16 06:00 | 4.6146 | 184.0519
2020-12-16 07:00 | 4.6761 | 188.8425
2020-12-16 08:00 | 4.4412 | 193.8698
2020-12-16 09:00 | 4.6427 | 194.3988
2020-12-16 10:00 | 4.9527 | 197.9346
2020-12-16 11:00 | 5.5834 | 203.6183
2020-12-16 12:00 | 5.4409 | 206.1125
2020-12-16 13:00 | 4.6273 | 204.4371
2020-12-16 14:00 | 4.5731 | 204.7159
2020-12-16 15:00 | 4.9607 | 208.3325
2020-12-16 16:00 | 5.1567 | 208.9729
2020-12-16 17:00 | 5.2704 | 211.4656
2020-12-16 18:00 | 5.366 | 213.9362
2020-12-16 19:00 | 5.4873 | 217.9277
2020-12-16 20:00 | 5.2601 | 227.6261
2020-12-16 21:00 | 4.9072 | 237.277
2020-12-16 22:00 | 4.6599 | 235.7963
2020-12-16 23:00 | 4.5955 | 236.6962
2020-12-17 00:00 | 4.4794 | 239.2493
2020-12-17 01:00 | 4.2026 | 250.0865
2020-12-17 02:00 | 3.7382 | 255.3029
2020-12-17 03:00 | 3.5922 | 255.6418
2020-12-17 04:00 | 3.3917 | 268.8173
2020-12-17 05:00 | 3.0976 | 275.9617
2020-12-17 06:00 | 2.7787 | 273.4491
2020-12-17 07:00 | 2.6105 | 271.1408
2020-12-17 08:00 | 1.9541 | 280.1168
2020-12-17 09:00 | 1.2951 | 293.4341
2020-12-17 10:00 | 0.78062 | 303.9507
2020-12-17 11:00 | 0.68794 | 329.9096
2020-12-17 12:00 | 0.85143 | 19.6611
2020-12-17 13:00 | 1.1816 | 57.6425
2020-12-17 14:00 | 1.4323 | 79.8868
2020-12-17 15:00 | 1.7068 | 108.352
2020-12-17 16:00 | 1.9497 | 129.1528
2020-12-17 17:00 | 2.0085 | 149.052
2020-12-17 18:00 | 2.0053 | 162.9451
2020-12-17 19:00 | 2.3907 | 175.0706
2020-12-17 20:00 | 2.5587 | 185.033
2020-12-17 21:00 | 1.7176 | 187.2411
2020-12-17 22:00 | 2.1947 | 170.1687
2020-12-17 23:00 | 2.2035 | 169.242
2020-12-18 00:00 | 2.452 | 158.8592
2020-12-18 01:00 | 3.1226 | 155.5264
2020-12-18 02:00 | 3.3797 | 163.7713
2020-12-18 03:00 | 3.1664 | 169.4901
2020-12-18 04:00 | 2.9814 | 174.7949
2020-12-18 05:00 | 3.0839 | 182.1673
2020-12-18 06:00 | 3.1629 | 185.6552
2020-12-18 07:00 | 3.4953 | 183.7982
2020-12-18 08:00 | 3.2143 | 182.7534
2020-12-18 09:00 | 2.9048 | 190.1997
2020-12-18 10:00 | 2.8806 | 203.0631
2020-12-18 11:00 | 2.7531 | 215.088
2020-12-18 12:00 | 2.8831 | 223.6355
2020-12-18 13:00 | 3.0209 | 217.177
2020-12-18 14:00 | 3.6357 | 214.303
2020-12-18 15:00 | 4.2471 | 214.4492
2020-12-18 16:00 | 4.5786 | 224.3451
2020-12-18 17:00 | 4.8005 | 236.2222
2020-12-18 18:00 | 4.877 | 241.6336
2020-12-18 19:00 | 4.9305 | 249.953
2020-12-18 20:00 | 4.9224 | 265.1174
2020-12-18 21:00 | 4.8857 | 278.1888
2020-12-18 22:00 | 4.516 | 290.2572
2020-12-18 23:00 | 4.7294 | 298.4649
2020-12-19 00:00 | 4.9303 | 305.0708
2020-12-19 01:00 | 5.1583 | 307.705
2020-12-19 02:00 | 5.4221 | 310.9563
2020-12-19 03:00 | 5.3675 | 316.2212
2020-12-19 04:00 | 4.9233 | 318.2458
2020-12-19 05:00 | 4.6485 | 315.8625
2020-12-19 06:00 | 4.658 | 315.5803
2020-12-19 07:00 | 4.3941 | 314.7506
2020-12-19 08:00 | 3.8489 | 303.2811
2020-12-19 09:00 | 3.1928 | 293.8367
2020-12-19 10:00 | 2.8494 | 283.4133
2020-12-19 11:00 | 2.7517 | 271.9098
2020-12-19 12:00 | 2.9604 | 274.4994
2020-12-19 13:00 | 3.4393 | 273.7442
2020-12-19 14:00 | 3.8503 | 274.3575
2020-12-19 15:00 | 3.8173 | 280.6844
2020-12-19 16:00 | 3.8035 | 292.1529
2020-12-19 17:00 | 3.5747 | 301.801
2020-12-19 18:00 | 3.5691 | 309.2661
2020-12-19 19:00 | 3.6856 | 315.9904
2020-12-19 20:00 | 3.6586 | 322.1937
2020-12-19 21:00 | 3.6823 | 331.6734
2020-12-19 22:00 | 3.454 | 342.3376
2020-12-19 23:00 | 3.2519 | 340.1726
2020-12-20 00:00 | 2.773 | 335.4612
2020-12-20 01:00 | 2.8078 | 323.7332
2020-12-20 02:00 | 3.2109 | 319.3349
2020-12-20 03:00 | 3.2117 | 324.113
2020-12-20 04:00 | 2.8442 | 329.7288
2020-12-20 05:00 | 2.3849 | 330.3682
2020-12-20 06:00 | 2.0662 | 322.2165
2020-12-20 07:00 | 1.8462 | 309.2101
2020-12-20 08:00 | 1.7046 | 301.0289
2020-12-20 09:00 | 1.5961 | 302.0763
2020-12-20 10:00 | 1.0153 | 291.7397
2020-12-20 11:00 | 1.5776 | 278.7173
2020-12-20 12:00 | 1.8029 | 293.48
2020-12-20 13:00 | 1.7271 | 315.2506
2020-12-20 14:00 | 1.5339 | 329.2266
2020-12-20 15:00 | 1.1768 | 350.163
2020-12-20 16:00 | 0.63194 | 8.53
2020-12-20 17:00 | 0.2989 | 34.8267
2020-12-20 18:00 | 0.079976 | 201.6065
2020-12-20 19:00 | 0.31547 | 234.0242
2020-12-20 20:00 | 0.42859 | 237.3029
2020-12-20 21:00 | 0.72619 | 264.1267
2020-12-20 22:00 | 1.1948 | 270.8869
2020-12-20 23:00 | 0.99411 | 271.8181
2020-12-21 00:00 | 0.45227 | 259.3948
2020-12-21 01:00 | 0.37873 | 157.2233
2020-12-21 02:00 | 0.93902 | 142.0867
2020-12-21 03:00 | 1.2918 | 139.5922
2020-12-21 04:00 | 1.5616 | 146.5074
2020-12-21 05:00 | 2.0447 | 144.0341
2020-12-21 06:00 | 2.3716 | 139.8106
2020-12-21 07:00 | 2.5153 | 137.676
2020-12-21 08:00 | 1.9862 | 140.4997
2020-12-21 09:00 | 2.1493 | 149.1441
2020-12-21 10:00 | 2.4035 | 136.1627
2020-12-21 11:00 | 2.3104 | 139.9583
2020-12-21 12:00 | 2.301 | 135.86
2020-12-21 13:00 | 2.727 | 125.5414
2020-12-21 14:00 | 3.1233 | 122.457
2020-12-21 15:00 | 3.2452 | 128.7798
2020-12-21 16:00 | 3.6236 | 134.6245
2020-12-21 17:00 | 4.0378 | 138.9623
2020-12-21 18:00 | 4.0727 | 143.9179
2020-12-21 19:00 | 4.4676 | 143.495
2020-12-21 20:00 | 4.7023 | 144.7064
2020-12-21 21:00 | 4.7951 | 144.3424
2020-12-21 22:00 | 4.922 | 141.1881
2020-12-21 23:00 | 4.8489 | 141.8192
2020-12-22 00:00 | 4.9479 | 141.9912
2020-12-22 01:00 | 5.5156 | 141.14
2020-12-22 02:00 | 5.5358 | 142.9536
2020-12-22 03:00 | 5.6123 | 144.4374
2020-12-22 04:00 | 5.8904 | 146.1744
2020-12-22 05:00 | 6.1097 | 149.6413
2020-12-22 06:00 | 6.009 | 151.8431
2020-12-22 07:00 | 6.1083 | 162.6427
2020-12-22 08:00 | 5.595 | 170.6652
2020-12-22 09:00 | 5.3563 | 170.6126
2020-12-22 10:00 | 5.5132 | 161.6192
2020-12-22 11:00 | 5.7208 | 164.044
2020-12-22 12:00 | 5.9299 | 164.5325
2020-12-22 13:00 | 5.9575 | 165.7134
2020-12-22 14:00 | 5.9227 | 161.8713
2020-12-22 15:00 | 6.6204 | 161.0001
2020-12-22 16:00 | 7.7327 | 161.4368
2020-12-22 17:00 | 7.6614 | 165.2368
2020-12-22 18:00 | 7.4695 | 170.7265
2020-12-22 19:00 | 7.3711 | 175.1465
2020-12-22 20:00 | 7.9569 | 174.0035
2020-12-22 21:00 | 8.2226 | 172.8098
2020-12-22 22:00 | 8.2621 | 176.3539
2020-12-22 23:00 | 8.3767 | 169.1582
2020-12-23 00:00 | 8.577 | 166.9922
2020-12-23 01:00 | 8.6109 | 170.1325
2020-12-23 02:00 | 8.4282 | 172.2525
2020-12-23 03:00 | 9.3986 | 174.7944
2020-12-23 04:00 | 10.2168 | 178.1255
2020-12-23 05:00 | 10.1304 | 182.1589
2020-12-23 06:00 | 10.4827 | 185.5573
2020-12-23 07:00 | 10.9482 | 188.6089
2020-12-23 08:00 | 11.1277 | 191.3859
2020-12-23 09:00 | 8.8962 | 194.1432
2020-12-23 10:00 | 8.7974 | 194.0117
2020-12-23 11:00 | 8.8474 | 200.9291
2020-12-23 12:00 | 7.9224 | 209.2892
2020-12-23 13:00 | 6.8855 | 217.4665
2020-12-23 14:00 | 6.1266 | 224.5754
2020-12-23 15:00 | 5.5165 | 231.4827
2020-12-23 16:00 | 5.2891 | 243.6598
2020-12-23 17:00 | 5.0613 | 256.4797
2020-12-23 18:00 | 4.7829 | 268.6964
2020-12-23 19:00 | 5.2141 | 279.5656
2020-12-23 20:00 | 5.1968 | 289.2971
2020-12-23 21:00 | 4.5151 | 294.4073
2020-12-23 22:00 | 3.98 | 286.8731
2020-12-23 23:00 | 4.2072 | 280.6733
2020-12-24 00:00 | 3.5807 | 272.9772
2020-12-24 01:00 | 2.8125 | 254.0918
2020-12-24 02:00 | 2.6404 | 232.4169
2020-12-24 03:00 | 2.8571 | 188.5393
2020-12-24 04:00 | 4.313 | 178.4874
2020-12-24 05:00 | 4.4049 | 182.0977
2020-12-24 06:00 | 5.9203 | 160.0386
2020-12-24 07:00 | 6.3959 | 160.9373
2020-12-24 08:00 | 7.4183 | 167.4417
2020-12-24 09:00 | 8.0328 | 173.5489
2020-12-24 10:00 | 8.5945 | 171.6408
2020-12-24 11:00 | 8.6032 | 177.4768
2020-12-24 12:00 | 9.1932 | 182.5325
2020-12-24 13:00 | 9.1167 | 189.2358
2020-12-24 14:00 | 8.7853 | 187.8196
2020-12-24 15:00 | 9.0197 | 189.2971
2020-12-24 16:00 | 8.721 | 192.1558
2020-12-24 17:00 | 8.3653 | 190.9553
2020-12-24 18:00 | 8.2377 | 185.9813
2020-12-24 19:00 | 8.6259 | 186.6486
2020-12-24 20:00 | 8.8841 | 190.6293
2020-12-24 21:00 | 8.8762 | 192.8164
2020-12-24 22:00 | 9.2692 | 194.0203
2020-12-24 23:00 | 9.0961 | 203.6678
2020-12-25 00:00 | 8.7319 | 216.6908
2020-12-25 01:00 | 8.1939 | 231.9078
2020-12-25 02:00 | 7.5772 | 243.8827
2020-12-25 03:00 | 6.9661 | 249.2996
2020-12-25 04:00 | 6.8625 | 252.9033
2020-12-25 05:00 | 6.7616 | 254.601
2020-12-25 06:00 | 6.7523 | 254.5407
2020-12-25 07:00 | 6.9227 | 254.4606
2020-12-25 08:00 | 6.8087 | 254.763
2020-12-25 09:00 | 6.5342 | 257.4867
2020-12-25 10:00 | 6.2156 | 251.2896
2020-12-25 11:00 | 6.9368 | 255.3966
2020-12-25 12:00 | 6.9377 | 260.9363
2020-12-25 13:00 | 6.8811 | 273.8094
2020-12-25 14:00 | 8.1017 | 283.5421
2020-12-25 15:00 | 7.3807 | 292.2024
2020-12-25 16:00 | 6.6911 | 288.1117
2020-12-25 17:00 | 6.3041 | 288.0689
2020-12-25 18:00 | 6.1724 | 289.1036
2020-12-25 19:00 | 5.9852 | 293.6531
2020-12-25 20:00 | 5.6946 | 297.7652
2020-12-25 21:00 | 5.6408 | 304.8858
2020-12-25 22:00 | 6.1615 | 306.0684
2020-12-25 23:00 | 5.774 | 302.5498
2020-12-26 00:00 | 5.2937 | 299.4861
2020-12-26 01:00 | 5.0705 | 291.5882
2020-12-26 02:00 | 5.142 | 288.2631
2020-12-26 03:00 | 5.3801 | 287.7577
2020-12-26 04:00 | 5.6271 | 283.087
2020-12-26 05:00 | 5.5575 | 283.6071
2020-12-26 06:00 | 5.1935 | 277.6893
2020-12-26 07:00 | 5.6154 | 271.34
2020-12-26 08:00 | 6.146 | 277.6951
2020-12-26 09:00 | 5.4852 | 280.5979
2020-12-26 10:00 | 6.5029 | 281.7455
2020-12-26 11:00 | 6.5717 | 278.3951
2020-12-26 12:00 | 6.2134 | 283.2515
2020-12-26 13:00 | 6.2861 | 280.5216
2020-12-26 14:00 | 6.5765 | 271.6251
2020-12-26 15:00 | 7.2545 | 270.368
2020-12-26 16:00 | 7.3263 | 271.5459
2020-12-26 17:00 | 7.097 | 267.1506
2020-12-26 18:00 | 7.1466 | 264.7946
2020-12-26 19:00 | 7.3571 | 265.5162
2020-12-26 20:00 | 7.2374 | 270.7225
2020-12-26 21:00 | 6.7986 | 275.6982
2020-12-26 22:00 | 7.152 | 276.6264
2020-12-26 23:00 | 6.9615 | 274.3077
2020-12-27 00:00 | 6.8404 | 278.5397
2020-12-27 01:00 | 6.3264 | 281.276
2020-12-27 02:00 | 5.4057 | 280.2519
2020-12-27 03:00 | 4.5604 | 276.9015
2020-12-27 04:00 | 4.1013 | 270.4067
2020-12-27 05:00 | 3.9939 | 260.7827
2020-12-27 06:00 | 3.8287 | 252.7288
2020-12-27 07:00 | 3.2315 | 243.0131
2020-12-27 08:00 | 2.5694 | 228.4791
2020-12-27 09:00 | 2.5273 | 202.2067
2020-12-27 10:00 | 2.8051 | 180.412
2020-12-27 11:00 | 3.7931 | 172.0601
2020-12-27 12:00 | 4.4716 | 164.9438
2020-12-27 13:00 | 5.2994 | 153.8461
2020-12-27 14:00 | 6.6108 | 146.8908
2020-12-27 15:00 | 7.778 | 150.0215
2020-12-27 16:00 | 8.1818 | 153.239
2020-12-27 17:00 | 8.4963 | 150.0014
2020-12-27 18:00 | 8.9191 | 144.794
2020-12-27 19:00 | 9.3994 | 145.1534
2020-12-27 20:00 | 10.1436 | 144.867
2020-12-27 21:00 | 10.5317 | 145.1619
2020-12-27 22:00 | 10.783 | 148.8146
2020-12-27 23:00 | 10.6247 | 148.2773
2020-12-28 00:00 | 10.9443 | 146.1241
2020-12-28 01:00 | 11.2318 | 145.1154
2020-12-28 02:00 | 11.3448 | 143.5189
2020-12-28 03:00 | 11.4216 | 142.1615
2020-12-28 04:00 | 11.4627 | 139.2112
2020-12-28 05:00 | 11.5943 | 137.6136
2020-12-28 06:00 | 11.8578 | 136.8753
2020-12-28 07:00 | 12.0988 | 136.6232
2020-12-28 08:00 | 12.2212 | 136.3585
2020-12-28 09:00 | 12.4151 | 137.6966
2020-12-28 10:00 | 10.4192 | 139.0187
2020-12-28 11:00 | 10.7864 | 137.0913
2020-12-28 12:00 | 12.5268 | 137.2525
2020-12-28 13:00 | 11.9084 | 140.337
2020-12-28 14:00 | 11.8788 | 139.3511
2020-12-28 15:00 | 12.2708 | 140.4256
2020-12-28 16:00 | 12.0984 | 143.3133
2020-12-28 17:00 | 11.8605 | 145.2053
2020-12-28 18:00 | 11.1886 | 146.6465
2020-12-28 19:00 | 10.6281 | 146.8954
2020-12-28 20:00 | 10.649 | 144.9477
2020-12-28 21:00 | 10.7177 | 144.0035
2020-12-28 22:00 | 10.1286 | 145.9619
2020-12-28 23:00 | 10.0747 | 146.1788
2020-12-29 00:00 | 10.2789 | 145.9774
2020-12-29 01:00 | 10.479 | 148.6337
2020-12-29 02:00 | 10.9677 | 147.8396
2020-12-29 03:00 | 11.5414 | 144.9381
2020-12-29 04:00 | 11.7836 | 149.2578
2020-12-29 05:00 | 11.7733 | 150.6025
2020-12-29 06:00 | 12.0374 | 147.2673
2020-12-29 07:00 | 12.2913 | 148.2484
2020-12-29 08:00 | 12.2975 | 151.6335
2020-12-29 09:00 | 12.1278 | 153.8471
2020-12-29 10:00 | 10.2988 | 160.5605
2020-12-29 11:00 | 10.2199 | 162.7783
2020-12-29 12:00 | 9.539 | 169.2062
2020-12-29 13:00 | 8.8918 | 173.6309
2020-12-29 14:00 | 7.7618 | 175.4642
2020-12-29 15:00 | 7.5544 | 182.3622
2020-12-29 16:00 | 7.5511 | 192.7173
2020-12-29 17:00 | 6.743 | 198.7166
2020-12-29 18:00 | 6.4043 | 202.1727
2020-12-29 19:00 | 5.9769 | 199.1611
2020-12-29 20:00 | 5.7188 | 190.4688
2020-12-29 21:00 | 5.656 | 184.8813
2020-12-29 22:00 | 4.5217 | 185.5211
2020-12-29 23:00 | 4.1485 | 172.5549
2020-12-30 00:00 | 4.9306 | 150.6508
2020-12-30 01:00 | 5.5242 | 143.9783
2020-12-30 02:00 | 5.4442 | 137.7231
2020-12-30 03:00 | 5.8979 | 135.1195
2020-12-30 04:00 | 6.2598 | 136.5859
2020-12-30 05:00 | 6.772 | 141.7875
2020-12-30 06:00 | 6.6713 | 146.8893
2020-12-30 07:00 | 6.2795 | 149.6708
2020-12-30 08:00 | 6.5186 | 151.8537
2020-12-30 09:00 | 7.0342 | 158.0458
2020-12-30 10:00 | 6.7348 | 158.022
2020-12-30 11:00 | 6.4624 | 161.6931
2020-12-30 12:00 | 6.1988 | 159.2513
2020-12-30 13:00 | 6.4739 | 149.0211
2020-12-30 14:00 | 7.4934 | 148.6508
2020-12-30 15:00 | 7.9946 | 156.5539
2020-12-30 16:00 | 7.8525 | 169.4822
2020-12-30 17:00 | 7.8655 | 172.461
2020-12-30 18:00 | 7.7294 | 174.947
2020-12-30 19:00 | 7.5557 | 180.2244
2020-12-30 20:00 | 7.4109 | 182.7971
2020-12-30 21:00 | 7.1994 | 181.7278
2020-12-30 22:00 | 6.6407 | 175.5685
2020-12-30 23:00 | 6.6498 | 173.0462
2020-12-31 00:00 | 6.57 | 172.0753
2020-12-31 01:00 | 6.8147 | 171.6602
2020-12-31 02:00 | 6.6486 | 175.7125
2020-12-31 03:00 | 6.3383 | 181.1162
2020-12-31 04:00 | 5.9846 | 182.081
2020-12-31 05:00 | 5.9475 | 191.1551
2020-12-31 06:00 | 5.2653 | 199.8098
2020-12-31 07:00 | 4.6273 | 200.0182
2020-12-31 08:00 | 3.8481 | 193.6621
2020-12-31 09:00 | 3.984 | 185.4754
2020-12-31 10:00 | 4.8154 | 171.5711
2020-12-31 11:00 | 4.5746 | 166.1052
2020-12-31 12:00 | 4.1306 | 154.1062
2020-12-31 13:00 | 4.3239 | 146.5492
2020-12-31 14:00 | 4.9022 | 142.213
2020-12-31 15:00 | 5.6789 | 144.5001
2020-12-31 16:00 | 6.1945 | 148.7328
2020-12-31 17:00 | 6.5195 | 150.8593
2020-12-31 18:00 | 6.8682 | 149.4124
2020-12-31 19:00 | 7.2822 | 152.7657
2020-12-31 20:00 | 7.2088 | 162.4343
2020-12-31 21:00 | 6.7725 | 165.4378
2020-12-31 22:00 | 6.8213 | 155.934
2020-12-31 23:00 | 6.5402 | 144.6867